## Vendor Info
**Please review all vendor notes prior to ordering!**
Supplier Name | Contact/Bid | Order Contact | Supplier Phone | Supplier Fax | Email | Supplier Address | Status | Supplier Notes
84 Lumber Company | Tim Oeschger | Tim Oeschger | 724-228-8820 x2037 | 866-430-2864 | tim.oeschger@84lumber.com | 1019 Route 519, Eighty Four, PA 15330
AM Conservation Group, Inc. | Phil Di Betta | Phil Di Betta | 800-777-5655 x1354 | 843-971-1472 | pdibetta@amconservationgroup.com | 1701 Charleston Regional Pky., Charleston, SC 29492
Blevins, Inc. | Mike Parker | Catrina Reid | 800-237-7813 | 888-453-0563 | creid@blevinsinc.com | 4657 Crossroads Park Drive, Liverpool, NY 13088
Construction Distribution & Supply | Clayton Champion | Clayton Champion | 877-235-1444 | 585-235-4356 | claytonchampion@cdsco.net | 24 Sumington Place, Rochester, NY 14611
Country Line | Billy Massett | Billy Massett | 585-493-2524 | 585-493-2849 | massettbill@aol.com | PO Box 325, Silver Springs, NY 14550 | WBE
EFI/Energy Federation, Inc. | Clayton Harma | Clayton Harma | 800-962-7015 x4205 | 877-313-8808 | charma@efi.org | 40 Washington Street, Suite 2000, Westborough MA 01581
Energy Efficient Solutions | Jim Hudson | Jim Hudson | 972-283-0163 x250 | 972-852-3151 | sales@energyefficientsolutions.com | 1126 South Cedar Ridge Dr., Duncanville, TX 75137 | SB
Entech Supply | Don Smith | Theodora Smith | 800-221-4785 | 800-250-7572 | sales@entechsupply.com | PO Box 1035, Portola, CA 96122 | SB WBE
Evolve Technologies | Norma Elizondo | Norma Elizondo | 480-688-0147 | 480-496-2295 | norma.elizondo@thinkevolve.com | 15354 N 83rd, #102, Way, Scottsdale AZ 85260
Fred Davis Corporation | Lisa Legendre | Lisa Legendre | 508-359-3610 | 508-359-3644 | lisa@freddaviscorp.com | 120 North Meadows Rd., Medfield, MA 02052 | SB
General Insulation Co. | Tony Roy | Tony, Bob, Bill, Jim, Chris, Eric, Joe | 518-489-9891 | 518-453-0457 | troy@generalinsulation.com | 15 Kairnes St., Albany, NY 12205
General Insulation Co. | Steve Chamberlain | Steve Chamberlain | 585-721-5356 | 716-873-0698 | schamberlain@generalinsulation.com | 2750 Kenmore Ave, Tonawanda, NY 14150
HEP Sales, Inc./CENTRAL NY - Auburn | Marty Sincebaugh | Kevin Weirs | 315-252-8392 | 315-781-1861 | manager.auburn@hepsales.com | 0446 Waterloo-Geneva Rd, Waterloo, NY 13165
HEP Sales, Inc./CENTRAL NY - Cortland | Marty Sincebaugh | Brian Charlier | 607-756-8871 | 315-781-1861 | manager.cortland@hepsales.com | 0446 Waterloo-Geneva Rd, Waterloo, NY 13165
HEP Sales, Inc./FINGER LAKES - Canandaigua | Marty Sincebaugh | Kevin Denniston | 585-394-6710 | 315-781-1861 | manager.canandaigua@hepsales.com | 0446 Waterloo-Geneva Rd, Waterloo, NY 13165
HEP Sales, Inc./FINGER LAKES - Newark | Marty Sincebaugh | Al Traister | 315-331-6710 | 315-781-1861 | manager.newark@hepsales.com | 0446 Waterloo-Geneva Rd, Waterloo, NY 13165
HEP Sales, Inc./FINGERLAKES - Waterloo | Marty Sincebaugh | Daniel Fuhrmann | 315-789-7970 | 315-781-1861 | manager.waterloo@hepsales.com | 0446 Waterloo-Geneva Rd, Waterloo, NY 13165
HEP Sales, Inc./SOUTHERN TIER - Hornell | Marty Sincebaugh | Josh Schultz | 607-324-2254 | 315-781-1861 | manager.hornell@hepsales.com | 0446 Waterloo-Geneva Rd, Waterloo, NY 13165
HEP Sales, Inc./SOUTHERN TIER - Horseheads | Marty Sincebaugh | Mike Peet | 607-739-0427 | 315-781-1861 | manager.horseheads@hepsales.com | 0446 Waterloo-Geneva Rd, Waterloo, NY 13165
HEP Sales, Inc./SOUTHERN TIER - Ithaca | Marty Sincebaugh | Barney Broz | 607-347-4177 | 315-781-1861 | manager.ithaca@hepsales.com | 0446 Waterloo-Geneva Rd, Waterloo, NY 13165
HEP Sales, Inc./SOUTHERN TIER - Pen Yann | Marty Sincebaugh | Bert Harper | 315-536-6072 | 315-781-1861 | manager.penyann@hepsales.com | 0446 Waterloo-Geneva Rd, Waterloo, NY 13165
J&R Products, Inc. | Caryn Nave | Quinn, Casey, Jeff, Linda, Dan, Wendi | 800-343-4446 | 260-353-3826 | casey@jrproductsinc.com, caryn@jrproductsinc.com | 1955 Lancaster Street, Suite #6, Bluffton, IN 46714
KT&T Distributors | Anthony Decotis | Anthony Decotis/Diane Barrett | 518-650-5618 | 603-386-6289 | sales@kttdistributors.com | 472 Amherst Street, Suite 12, Nashua, NH 03063 | MBE/DBE/SDB
Lowe's Home Centers, Inc.* | Spencer Steedley | Pro Service Desk | 888-310-7791 | 877-793-8455 | govmilaccounts@lowes.com | 1605 Curtis Bridge Road, Mail Code - A3ECS, Wilkesboro, NC 28697 |  | delivery 3-14 days for special order products and 2-3 days from stock products from receipt of order. $20 DELIVERY FEE IS CHARGED FOR EACH DELIVERY
McQuade & Bannigan | Joseph Addison | Joseph Addison | 315-670-4400 | 315-671-4404 | jaddison@mqb.com | 1300 Stark St., Utica, NY 13502 | SB
Metro Interiors | Andrew Sutherland | Andrew Sutherland | 631-673-8420 |  | vern@metrointerior.com | 175 Kennedy Drive, Haupaague, NY 11788
National Vinyl LLC | Les O'Dell | Les O'Dell | 413-420-0548 | 413-420-0560 | lodell@nvpwindows.com | 7 Coburn Street, Chicopee, MA 01013
Northern Safety Co., Inc. | Ronald Colicci | Customer Service | 800-631-1246 |  | rcolicci@northernsafety.com | 232 Industrial PK, Frankfort, NY 13340
Pella Windows | Brian Mayer | Brian Mayer | 716-255-0635 | 716-681-9879 | bmayer@pellasolutions.com | 2580 Walden Ave., Buffalo, NY 14225
Positive Energy | BURTON James Loupee III | James Loupee | 303-834-8250 | 888-217-9548 | james@positive-Energy.com | 421 21st Ave., Suite 203, Longmont, CO 80501
Power Survey and Control Corp. | Suzanne Mangold | Sue Mangold | 518-477-8327 | 518-689-1240 | powersurveyandcontrol@hotmail.com | 2 Cooper Avenue, Rensselaer, NY 12144 | WBE
PVC Industries | Tom Mancini | Tom Mancini | 315-415-1231 | 315-697-7131 | tmancini@pvcindustries.com | 107 Pierce Road, Clifton Park, NY 12065 |  | DESERT SAND, CLAY, BRONZE AVAILABLE UPON REQUEST AT AN UPCHARGE. SEE YOUR REP. NEW CONSTRUCTION OR REPLACEMENT 2 LITE SLIDERS, BOTH SASHES SLIDE
R & D Services | George Langley | George Langley | 203-450-1853, 860-628-5205 | 860-621-2415 | glangley21@yahoo.com | 45 Old Turnpike Rd., Southington, CT 06489 | SB | Putnam, Dutchess & Westchester are only counties served in Mid-Hudson Region
Rome General Lumber | William (Bill) Viggiano | Bill Viggiano | 315-336-2600 Ext 23 | 315-336-7516 | billv@romegenerallumber.com | 529 Erie Blvd W., Rome, NY 13440 | SB
SELLMORE INDUSTRIES INC | Robert Yoviene | Maura Mueller | 716-854-1600 x112 |  | ryoviene@sellmoreind.com | 815 Smith St., Buffalo, NY 14206
Style Crest, Inc. | Chad Schwartz | Theresa Strader, Carrie Stiltner, Jessica Whetsel | 800-945-4440 |  | chad.schwartz@stylecrest.net | 2450 Enterprise St., Fremont, OH 43420
Thermo Products LLC | Rob Paquette | Charlene Jackson | 800-348-5130 | 547-896-5301 | rpaquette@thermopride.com | 2341 Boston Road, Unit 220, Wilbraham, MA 01095
Weatherpanel, Inc. | Angelo Ciraolo | Angelo Ciraolo | 716-876-5440 | 716-876-8550 | aciraolo@weatherpanel.com | 285 Chandler St., Buffalo, NY 14207 | SB | Orleans, Livingston, Genesee & Wyoming counties for the Finger Lakes Region
Whites Lumber, Inc. | Dave Natowitz | Dave Natowitz | 315-788-6200 | 315-788-1976 | dnatowitz@whiteslumber.com | 231 N. Rutland St., Watertown, NY 13601 |  | CENTRAL-OSWEGO & ONONDAGA ONLY, MOHAWK-ONEIDA ONLY, ADIRONDACKS-FRANKLIN ONLY, NORTH COUNTRY-JEFFERSON & LEWIS ONLY
Whole Energy and Hardware, Inc. | Richard Parris Jr. | Rick Parris Jr. | 800-544-2986 | 952-448-7563 | rp@wholeenergyandhardware.com | 1620 Old Audubon Rd, Chaska, MN 55318 |  | All Products guaranteed for a year or more depending on product type
WILLIAMSON BUILDING SUPPLY | Richard Mallory | Laura Capitano | 315-589-4221 | 315-589-7721 | rdnwbs@wny.twcbc.com or rmall92206@aol.com | 4004 Railroad Ave., Williamson, NY 14589 | SB
*See next tab for Lowe's Store Listings

## Lowes Store Listing
Detailed Store Listing for the NYSWDA Statewide Contract.
Store Number Name Shipping Address City State, Postal Code | Phone Fax County Store Manager
202 LOWE'S OF VESTAL, NY 225 SYCAMORE RD. VESTAL NY 13850-2007 | (607)770-9800 (607)770-4559F BROOME Jones,Lucas H.
523 LOWE'S OF UTICA, NY 710 HORATIO STREET UTICA NY 13502-1492 | (315)793-3812 (315)793-3828f ONEIDA Bick,Michael A.
524 LOWE'S OF ULSTER, NY 901 FRANK SOTTILE BLVD. KINGSTON NY 12401-1556 | (845)382-6000 (845)382-6093F ULSTER Sprague,Michael J.
530 LOWE'S OF BIG FLATS, NY 913 COUNTY RD, RT 64 ELMIRA NY 14903-9701 | (607)739-6108 (607)739-6740F CHEMUNG Segar,Brian D.
540 LOWE'S OF MIDDLETOWN, NY. 700 NORTH GALLERIA DRIVE MIDDLETOWN NY 10941-3031 | (845)692-8044 (845)692-0024F ORANGE Joslyn,Timothy S.
541 LOWE'S OF POUGHKEEPSIE, NY 1941 SOUTH ROAD POUGHKEEPSIE NY 12601 | (845)298-4720 (845)298-4738f DUTCHESS O'Donnell,Christian David
560 LOWE'S OF SARATOGA SPRINGS, NY 10 LOWE'S DRIVE SARATOGA SPRINGS NY 12866-9441 | (518)583-3777 (518)587-7674F SARATOGA
561 LOWE'S OF AUBURN, NY 299 GRANT AVENUE RD AUBURN NY 13021-1435 | (315)253-3410 (315)253-4273F CAYUGA Hubbard,Shawn L.
641 LOWE'S OF GLENS FALLS , NY 251 QUAKER RD. QUEENSBURY NY 12804-1729 | (518)798-9050 (518)798-9793F WARREN Garrison,Charles Patrick
645 LOWE'S OF HENRIETTA, NY 2350 MARKETPLACE DRIVE ROCHESTER NY 14623-6013 | (585)424-1340 (585)424-7412F MONROE Vasquez,Edward J.
1022 LOWE'S OF WATERTOWN, NY 20828 NEW YORK STATE, RTE WATERTOWN NY 13601-5500 | (315)779-0059 (315)779-2835F JEFFERSON Pike,William J
1177 LOWE'S OF COLONIE, NY 790 LOUDON ROAD LATHAM NY 12110-3902 | (518)786-3350 (518)786-3351F ALBANY Linscott,Jason D.
1189 LOWE'S OF MEDFORD, NY 2796 ROUTE 112 MEDFORD NY 11763-2554 | (631)207-4541 (631)207-4562F SUFFOLK Lo Bocchiaro,Joseph A.
1192 LOWE'S OF ORANGEBURG, NY 206 ROUTE 303 ORANGEBURG NY 10962-2208 | (845)613-6000 (845)613-6001F ROCKLAND Del Tulo,Frank Edward
1195 LOWE'S OF PLATTSBURGH, NY 39 CENTRE DRIVE PLATTSBURGH NY 12901-6553 | (518)561-6517 (518)562-3452F CLINTON Campbell,Gary
1502 LOWE'S OF BINGHAMTON, NY 1318 UPPER FRONT STREET BINGHAMTON NY 13901-1011 | (607)762-1000 (607)762-1111F BROOME Saam,Joseph Gary
1581 LOWE'S OF WEBSTER, NY 900 FIVE MILE LINE ROAD WEBSTER NY 14580-2508 | (585)787-7900 (585)787-7901F MONROE Smiley,Kenneth Marion Markish
1583 LOWE'S OF N.W . STATEN ISLAND, NY 2171 FOREST AVENUE STATEN ISLAND NY 10303-1743 | (718)682-9027 (718)682-9028f RICHMOND DiMaria,Christopher
1584 LOWE'S OF NEWBURGH, NY 1239 ROUTE 300 NEWBURGH NY 12550-5007 | (645)567-2860 (845)567-2861F ORANGE Munk,Frederick Louis
1597 LOWE'S OF S. STATEN ISLAND, NY 2790 ARTHUR KILL ROAD STATEN ISLAND NY 10309-1103 | (718)477-7300 (718)477-7301F RICHMOND Church III,Thomas Anthony
1612 LOWE'S OF NISKAYUNA, NY 422 BALLTOWN ROAD SCHENECTADY NY 12304-2245 | (518)382-8371 (518)382-8879F SCHENECTADY Wurst,Michael E.
1624 LOWE'S OF GARDEN CITY, NY 700 DIBBLEE DRIVE GARDEN CITY NY 11530-2103 | (516)794-6531 (516)794-7637F NASSAU Corbisiero,Tom
1655 LOWE'S OF GREECE, NY 3150 WEST RIDGE ROAD ROCHESTER NY 14626-3216 | (585)453-7500 (585)453-7501F MONROE Gollschall,Jonathan
1674 LOWE'S OF BROOKLYN, NY 118 2ND AVENUE BROOKLYN NY 11215-3811 | (718)249-1151 (718)249-1152F KINGS Del Colle,Wallace V.
1709 LOWE'S OF BAY SHORE, NY BOO SUNRISE HIGHWAY BAY SHORE NY 11706-5926 | (631)954-9001 (631)954-9002F SUFFOLK Karlak,Michael J
1740 LOWE'S OF HALFMOON, NY 476 ROUTE 146 HALFMOON NY 12065-3206 | (518)348-2940 (518)348-2941F SARATOGA Welch,Michael
1784 LOWE'S OF GLENMONT, NY 271 ROUTE 9 WEST GLENMONT NY 12077-2905 | (518)436-6020 (518)436-6021F ALBANY Greeran,Eamonn Patrick
1817 LOWE'S OF CANANDAIGUA, NY 4200 RECREATION DRIVE CANANDAIGUA NY 14424-2235 | (585)919-3300 (585)919-3301F ONTARlO Jones,Michael J.
1864 LOWE'S OF ITHACA, NY 130 FAIRGROUNDS MEMORIAL ITHACA NY 14850 | (607)254-2000 (607)254-2001F TOMPKINS Seamans,Ramon G.
1865 LOWE'S OF ROME, NY 1230 ERIE BLVD. WEST ROME NY 13440-8302 | (315)709-3000 (315)709-3001F ONIEDA Tesmer,Adam James
1880 LOWE'S OF AMSTERDAM, NY 4825 STATE HIGHWAY 30 AMSTERDAM NY 12010-7436 | (518)954-2400 (518)954-2401F MONTGOMERY Brown,Mathew
1881 LOWE'S OF E. AMHERST, NY 8150 TRANSIT ROAD WILLIAMSVILLE NY 14221-2806 | (716)639-2500 (716)639-2501F ERIE Reed,Ryan J.
1882 LOWE'S OF ORCHARD PARK, NY 3195 SOUTHWESTERN BLVD ORCHARD PARK NY 14127-1212 | (716)677-1500 (716)677-1501F ERIE Benneii,David G.
1883 LOWE'S OF W. AMHERST, NY 1659 NIAGARA FALLS BLVD AMHERST NY 14228-2704 | (716)831-5990 (716)831-5991F ERIE Najuch,Mary P.
1908 LOWE'S OF OSWEGO , NY 445 STATE ROUTE 104 OSWEGO NY 13126-2967 | (315)326-5030 (315)326-5031F OSWEGO Conover,Aiexander N.
1917 LOWE'S OF FARMINGDALE, NY 90 PRICE PARKWAY FARMINGDALE NY 11735-1315 | (631)927-3470 (631)927-3471F SUFFOLK Addamo,Richard
1953 LOWE'S OF CORTLANDVILLE, NY 872 ROUTE 13 CORTLAND NY 13045 | (607)756-1220 (607)756-1221F CORTLAND Kuberski,Stephen M.
1967 LOWE'S OF ONEONTA, NY 5283 STATE HIGHWAY23 ONEONTA NY 13820 | (607)433-4000 (607)433-4001F OTSEGO Giordano,Constance
1973 LOWE'S OF ALBANY (NORTHWAY MALL) 1482 CENTRAL AVENUE COLONIE NY 12205 | (518)956-9407 (518)956-9408F ALBANY Barbieri,Gillian M.
2233 LOWE'S OF STONY BROOK, NY 2150 NESCONSET HIGHWAY STONY BROOK NY 11790 | (631)406-2015 (631)406-2018f SUFFOLK Kohler,Howard J.
2249 LOWE'S OF CLARKSTOWN, NY 100 OVERLOOK BOULEVARD NANUET NY 10954 | (845)351-3500 (845)351-3501F ROCKLAND Edwards,Pele A
2250 LOWE'S OF POTSDAM, NY 61 COUNTRY LANE POTSDAM NY 13676 | (315)268-6960 (315)268-6961F ST. LAWRENCE West Jr,Ronald
2284 LOWE'S OF BROOKLYN- KINGS PLAZA 15602 AVENUE U BROOKLYN NY 11234 | (718)758-2910 (718)758-2911F KINGS Ross,Anthony M.
2289 LOWE'S OF ONEIDA, NY 1200 LOWE'S DRIVE ONEIDA NY 13421 | (315)366-3100 (315)366-3101F MADISON McNeiii,Brian P.
2326 LOWE'S OF LLOYD, NY 650 ROUTE 299 HIGHLAND NY 12528-2848 | (845)834-5000 (845)834-5001F ULSTER Mendelsohn,David J
2379 LOWE'S OF CLAY, NY 3856 STATE ROUTE 31 LIVERPOOL NY 13090 | (315)652-1200 (315)652-1201F ONONDAGA Russo,Michael
2380 LOWE'S OF SYRACUSE, NY 131 SIMON DRIVE SYRACUSE NY 13224-2350 | (315)350-2801 (315)350-2802F ONONDAGA Hofmeier,Mark K.
2399 LOWE'S OF NORWICH, NY 5411 STATE HIGHWAY 12 NORWICH NY 13815-3202 | (607)334-1300 (607)334-1301F CHENANGO Walter,Ebin
2400 LOWE'S OF HERKIMER, NY 182 LOWES BOULEVARD HERKIMER NY 13350 | (315)867-5520 (315)867-5521F HERKIMER Dixon,Jacob S.
2401 LOWE'S OF OGDENSBURG, NY 2001 FORD STREET EXTENSIC OGDENSBURG NY 13669-1918 | (315)394-1130 (315)394-1131F ST LAWRENCE Borczuk,Rick
2434 LOWE'S OF BROCKPORT, NY 300 OWENS ROAD BROCKPORT NY 14420 | (585)395-6100 (585)395-6101F MONROE Robare,Raymond G
2444 LOWE'S OF HORNELL, NY 949STATE ROUTE 36 HORNELL NY 14843 | (607)590-9962 (607)590-9983F STEUBEN Olds,Norman F.
2453 LOWE'S OF SPRINGVILLE, NY 440 SOUTH CASCADE DRIVE SPRINGVILLE NY 14141-9779 | (716)592-5870 (716)592-5871F ERIE Kurowski Jr.,Richard Stanley
2483 LOWE'S OF CATSKILL, NY 60 CATSKILL COMMONS CATSKILL NY 12414-1755 | (518)943-6330 (518)943-6331F GREENE
2538 LOWE'S OF CAMILLUS NY 5377 W GENESEE STREET CAMILLUS NY 13031 | (315)350-2220 (315)350-2221F ONONDAGA Kirkpalrick,Kyle R.
2541 LOWE'S OF CICERO 5701 EAST CIRCLE DR CICERRO NY 13039 | (315)350-8961 (315)350-8962F ONONDAGA Eaton,AIIen C.
2612 LOWE'S OF HICKSVILLE, NY 920 SOUTH BROADWAY HICKSVILLE NY 11801 | (516)733-7840 (516)733-7841F NASSAU Cook,Robert J.
2664 LOWE'S OF ROSEDALE, NY 253-01 ROCKAWAY BLVD. ROSEDALE NY 11422 | (516)837-4057 (516)837-4058F NASSAU Pietsch,Richard M.

## Baseload
Item Number | Item Name | Total Price | Supplier Name | Manufacturer Name/ Trade Name | Manufacturer Item/ Model Number | Product # for Ordering | Min Qty | GPM | MULTIPLE SPRAY PATTERN | Retail Price | Vendor Notes | Southern Tier
SMB2017--01-01 | NON-Shut Off Kitchen Aerators | 0.56 | Whole Energy and Hardware Inc. | WEH | 206 | 206 | 100 | 1.0 OR 1.5 |  | 1.89 |  | Y
SMB2017--01-01 | NON-Shut Off Kitchen Aerators | 1.05 | Whole Energy and Hardware Inc. | WEH | 207 | 207 | 50 | 1.5 |  | 2.49 | swivel spray aerator with no on-off valve. | Y
SMB2017--01-01 | NON-Shut Off Kitchen Aerators | 1.28 | AM Conservation Group, Inc. | NIAGARA | N3115P | N3115P | 50 | 1.5 |  | 2.89 |  | Y
SMB2017--01-01 | NON-Shut Off Kitchen Aerators | 1.28 | AM Conservation Group, Inc. | NIAGARA | N3115P | N3115P | 50 | 2 |  |  |  | Y
SMB2017--01-01 | NON-Shut Off Kitchen Aerators | 1.4 | EFI | NIAGARA | N3115P | 3010.311 | 250 | 1.5 |  | 2.95 |  | Y
SMB2017--01-01 | NON-Shut Off Kitchen Aerators | 1.79 | KT&T Distributors | NIAGARA | N3210VB-PC | N3210B | 5000 | 1 |  | 2 |  | Y
SMB2017--01-01 | NON-Shut Off Kitchen Aerators | 2.95 | Power Survey and Control Corp. | NRG | TS-40B-1.5 | P6013 | 100 | 1.5 |  | 3.6 |  | Y
SMB2017--01-01 | NON-Shut Off Kitchen Aerators | 5.24 | Lowe's Home Centers, LLC | DANCO | 10500X | 387174 | 1 | 1.5 |  | 9.99 | Danco 15/16-in x 27 Thread x 55/64-in x 27 Thread Chrome Swivel Spray Aerator | Y
SMB2017--01-02 | Shut Off Kitchen Aerators | 1.22 | Whole Energy and Hardware Inc. | WEH | 2003 | 2003 | 50 | 1.5 |  | 3.79 | Swivel spray aerator with on-off lever | Y
SMB2017--01-02 | Shut Off Kitchen Aerators | 1.48 | AM Conservation Group, Inc. | NIAGARA | N3115VP-FC | N3115VP-FC | 50 | 1.5 |  | 3.89 |  | Y
SMB2017--01-02 | Shut Off Kitchen Aerators | 1.48 | AM Conservation Group, Inc. | NIAGARA | N3115VP-FC | N3115VP-FC | 50 | 2 |  |  |  | Y
SMB2017--01-02 | Shut Off Kitchen Aerators | 1.75 | EFI | NIAGARA | N3115VP-FC | 3010.31 | 250 | 1.5 |  | 4.95 |  | Y
SMB2017--01-02 | Shut Off Kitchen Aerators | 3.23 | Blevins Inc. | AM CONSERVATION | N3115V | 378863 | 1 | 1.5 |  | 9.04 |  | Y
SMB2017--01-02 | Shut Off Kitchen Aerators | 3.28 | Power Survey and Control Corp. | NRG | TS-490B-2.0 | P6011 | 100 | 2 |  | 4.6 |  | Y
SMB2017--01-02 | Shut Off Kitchen Aerators | 6.87 | KT&T Distributors | NIAGARA | N3115VP-FC | N3115VP | 2000 | 1.5 | YES | 7 |  | Y
SMB2017--01-03 | NON-Shut Off Bathroom Sink Aerators | 0.55 | EFI | AM CONSERVATION | AM FA012C | 3010.02 | 250 | 1.5 |  | 1 |  | Y
SMB2017--01-03 | NON-Shut Off Bathroom Sink Aerators | 0.55 | EFI | NIAGARA | N3210N-PC | 3010.024 | 250 | 1 |  | 1 |  | Y
SMB2017--01-03 | NON-Shut Off Bathroom Sink Aerators | 0.56 | Whole Energy and Hardware Inc. | WEH | 206 | 206 | 50 | 1.0 OR 1.5 |  | 1.79 |  | Y
SMB2017--01-03 | NON-Shut Off Bathroom Sink Aerators | 0.59 | AM Conservation Group, Inc. | NIAGARA | N3210B-PC | N3210B-PC | 50 | 1 |  | 1.28 |  | Y
SMB2017--01-03 | NON-Shut Off Bathroom Sink Aerators | 0.96 | Blevins Inc. | AM CONSERVATION | N3210SAW | 378856 | 1 | 1.5 | N | 2.68 |  | Y
SMB2017--01-03 | NON-Shut Off Bathroom Sink Aerators | 1.5 | Power Survey and Control Corp. | NRG | TS-350-T | P6010 | 100 | 2 |  | 2.5 |  | Y
SMB2017--01-03 | NON-Shut Off Bathroom Sink Aerators | 4.62 | Lowe's Home Centers, LLC | DANCO | 10492 | 387152 | 1 | .25 |  | 8.99 | Danco 15/16-27M x 55/64-27F Chrome Water-Saving Aerator | Y
SMB2017--01-04 | Shut Off Bathroom Sink Aerators | 1.22 | Whole Energy and Hardware Inc. | WEH | 2003 | 2003 | 50 | 1.5 |  | 3.79 | Swivel spray aerator with on-off lever | Y
SMB2017--01-04 | Shut Off Bathroom Sink Aerators | 3.28 | Power Survey and Control Corp. | NRG | TS-490B-2.0 | P6011 | 100 | 2 |  | 4.6 |  | Y
SMB2017--01-05 | Fixed Showerheads | 2.57 | Whole Energy and Hardware Inc. | WEH | SH202W | SH202W | 50 | 2 | YES | 6.89 | Massage spray shower head white | Y
SMB2017--01-05 | Fixed Showerheads | 2.58 | Whole Energy and Hardware Inc. | WEH | SH2015W | SH2015W | 50 | 1.5 | YES | 4.59 | Massage spray shower head white | Y
SMB2017--01-05 | Fixed Showerheads | 2.7 | Whole Energy and Hardware Inc. | WEH | SHCP-2 | SHCP-2 | 50 | 2 | YES | 5.89 | Chrome shower head with on-off valve | Y
SMB2017--01-05 | Fixed Showerheads | 2.78 | Whole Energy and Hardware Inc. | WEH | SH2020C | SH2020C | 50 | 2 | YES | 6.89 | Massage spray shower head chrome | Y
SMB2017--01-05 | Fixed Showerheads | 2.78 | Whole Energy and Hardware Inc. | WEH | SH2015C | SH2015C | 50 | 1.5 | YES | 4.87 | Massage spray shower head chrome | Y
SMB2017--01-05 | Fixed Showerheads | 2.98 | EFI | NIAGARA | N2915N | 3000.163 | 50 | 1.5 |  | 5.95 | WHITE | Y
SMB2017--01-05 | Fixed Showerheads | 3.29 | Whole Energy and Hardware Inc. | WEH | SH2020P-V | SH2020P-V | 50 | 2 | YES | 8.9 | Massage spray shower head platinum with throttle valve | Y
SMB2017--01-05 | Fixed Showerheads | 3.29 | AM Conservation Group, Inc. | NIAGARA | N2920 | N2920 | 25 | 2 |  | 5.89 |  | Y
SMB2017--01-05 | Fixed Showerheads | 3.29 | AM Conservation Group, Inc. | NIAGARA | N2920 | N2920 | 25 | 1.5 |  |  |  | Y
SMB2017--01-05 | Fixed Showerheads | 3.29 | AM Conservation Group, Inc. | NIAGARA | N2920 | N2920 | 25 | 1.75 |  |  |  | Y
SMB2017--01-05 | Fixed Showerheads | 3.37 | EFI | NIAGARA | N2917CH | 3000.161 | 50 | 1.75 |  | 5.95 | CHROME | Y
SMB2017--01-05 | Fixed Showerheads | 3.37 | EFI | NIAGARA | N2915CH | 3000.164 | 50 | 1.5 | YES | 5.95 | CHROME | Y
SMB2017--01-05 | Fixed Showerheads | 4.95 | Power Survey and Control Corp. | NRG | ES-735CP-175 | P6005 | 50 | 1.75 | Y | 5.99 |  | Y
SMB2017--01-05 | Fixed Showerheads | 5.27 | Blevins Inc. | AM CONSERVATION | N2915 | 378850 | 1 | 1.5 | N | 14.76 |  | Y
SMB2017--01-05 | Fixed Showerheads | 13.65 | KT&T Distributors | NIAGARA | N2915CH | N2915CH | 500 | 1.5 | YES | 14 |  | Y
SMB2017--01-05 | Fixed Showerheads | 20.85 | Lowe's Home Centers, LLC | Oxygenics | 81568 | 555296 | 1 | 2 | Y | 29.98 | Oxygenics Force 4.92-in 2.0-GPM (7.6-LPM) Brushed Nickel 10-Spray WaterSense Showerhead | Y
SMB2017--01-06 | Hand Held Showerheads | 5.89 | AM Conservation Group, Inc. | NIAGARA | N2935 | N2935 | 12 | 2 |  | 10.9 |  | Y
SMB2017--01-06 | Hand Held Showerheads | 5.89 | AM Conservation Group, Inc. | NIAGARA | N2935 | N2935 | 12 | 1.5 |  |  |  | Y
SMB2017--01-06 | Hand Held Showerheads | 8.49 | Whole Energy and Hardware Inc. | WEH | HS2015W | HS2015W | 12 | 1.5 | YES | 19.9 | Massage spray shower head 1.5, vinyl hose | Y
SMB2017--01-06 | Hand Held Showerheads | 8.49 | Whole Energy and Hardware Inc. | WEH | HS2020W | HS2020W | 12 | 2 | YES | 19.9 | Massage spray handheld white, metal hose | Y
SMB2017--01-06 | Hand Held Showerheads | 8.87 | Whole Energy and Hardware Inc. | WEH | HS2015C | HS2015C | 12 | 1.5 | YES | 21.87 | Hand held massage spray chrome, metal hose | Y
SMB2017--01-06 | Hand Held Showerheads | 8.87 | Whole Energy and Hardware Inc. | WEH | HS2020C | HS2020C | 12 | 2 | YES | 21.76 | Handheld massage spray chowerhead chrome, metal hose | Y
SMB2017--01-06 | Hand Held Showerheads | 9.29 | EFI | NIAGARA | N2945CH 1.5gpm | 3000.18 | 12 | 1.5 |  | 19.95 | CHROME | Y
SMB2017--01-06 | Hand Held Showerheads | 9.29 | EFI | NIAGARA | N2935CH | 3000.206 | 12 | 2 |  | 17.5 | CHROME | Y
SMB2017--01-06 | Hand Held Showerheads | 12.87 | Power Survey and Control Corp. | NRG | ES-735HHW-2.0 | P6006 | 25 | 2 | Y | 14.5 |  | Y
SMB2017--01-06 | Hand Held Showerheads | 14.13 | Blevins Inc. | AM CONSERVATION | N2945CN | 378854 | 1 | 1.5 | N | 39.56 |  | Y
SMB2017--01-06 | Hand Held Showerheads | 27.98 | KT&T Distributors | NIAGARA | N2945CH | N2945CH | 120 | 1.5 | YES | 30 |  | Y
SMB2017--01-06 | Hand Held Showerheads | 40.14 | Lowe's Home Centers, LLC | KOHLER | R77753-CP | 810390 | 1 | 2 | Y | 59.98 | KOHLER Converge 6-in Polished Chrome WaterSense Showerhead with Hand Shower | Y

## Air Infiltration
Item Number | Item Name | Total Price | Supplier Name | Manufacturer Name | Manufacturer Item/ Model Number | Product # for Ordering | Min Qty | Ounce/Other Specified | Size/BF | Color | Retail Price | Vendor Notes | Southern Tier
SMB2017--02-01 | Latex Caulk - White | 1.02 | White's Lumber, Inc. | RED DEVIL | 746AA | RD PAINTERS | 12 | 10.1OZ |  |  | 1.02 |  | N
SMB2017--02-01 | Latex Caulk - White | 1.11 | McQuade & Bannigan | SOUDAL | 420400 | 420400 | 12 | 10.1oz |  |  | 1.69 |  | Y
SMB2017--02-01 | Latex Caulk - White | 1.39 | J&R Products Inc. | WHITE LIGHTNING | 25 YEAR LATEX | CS-110 | 48 | 10.1OZ | TUBES |  | 1.22 | 12 TUBES/CASE | Y
SMB2017--02-01 | Latex Caulk - White | 1.4 | EFI | MD BUILDING PRODUCTS/DUPONT | Dupont SAL White #07871 | 3500.061 | 12 | 10.1OZ |  |  | 2.95 |  | Y
SMB2017--02-01 | Latex Caulk - White | 1.45 | Lowe's Home Centers, LLC | DAP | 219873 | 18101 | 1 | 10.1OZ |  |  | 2.31 | DAP ALEX PLUS 10.1-oz White Paintable Latex Window and Door Caulk | Y
SMB2017--02-01 | Latex Caulk - White | 1.6 | Blevins Inc. | ACCUMETRIC | 35701 | 119007 | 1 | 10oz |  |  | 4.48 |  | Y
SMB2017--02-01 | Latex Caulk - White | 1.7 | Whole Energy and Hardware Inc. | RED DEVIL | RD35W | RD35W | 48 | 11OZ |  |  | 2.67 |  | y
SMB2017--02-01 | Latex Caulk - White | 2.05 | AM Conservation Group, Inc. | TYTAN | TS-00048 | TS-00048 | 12 | 12OZ |  |  | 3.89 |  | y
SMB2017--02-01 | Latex Caulk - White | 2.98 | Construction Distribution & Supply | SOUDAL | ACRYRUB 1 | 430400 | 12 | 10.1OZ | CASE |  | 2.98 | CARTRIDGE | Y
SMB2017--02-01 | Latex Caulk - White | 3.99 | Power Survey and Control Corp | GEOCEL | GC79001 | P1012 | 48 | 10.1OZ |  |  | 4.98 |  | Y
SMB2017--02-01 | Latex Caulk - White | 3.99 | WILLIAMSON BUILDING SUPPLY | POLYSEAMSEAL | 1936440 | 138175 | 1 | 10OZ |  | WHITE | 3.99 | 2 IN 1 AP CAULK | N
SMB2017--02-02 | Latex Caulk - Clear | 1.75 | Whole Energy and Hardware Inc. | RED DEVIL | RD35C | RD35C | 60 | 11OZ |  |  | 3.9 |  | y
SMB2017--02-02 | Latex Caulk - Clear | 1.8 | Lowe's Home Centers, LLC | DAP | 219849 | 18071 | 1 | 10.1OZ |  |  | 2.31 | DAP ALEX PLUS 10.1-oz Clear Paintable Latex Window and Door Caulk | Y
SMB2017--02-02 | Latex Caulk - Clear | 1.84 | EFI | MD BUILDING PRODUCTS/DUPONT | Dupont SAL Clear #07873 | 3500.062 | 12 | 10.1OZ |  |  | 3.45 |  | Y
SMB2017--02-02 | Latex Caulk - Clear | 1.98 | J&R Products Inc. | RED DEVIL | 40 YEAR CLEAR | CS-105 | 48 | 10.1OZ | TUBES |  | 1.98 | 12 TUBES/CASE | Y
SMB2017--02-02 | Latex Caulk - Clear | 1.98 | McQuade & Bannigan | SOUDAL | 400405 | 400405 | 12 | 10.1oz |  |  | 2.49 |  | Y
SMB2017--02-02 | Latex Caulk - Clear | 2.11 | White's Lumber, Inc. | DAP | 7079818156 | D18156 | 12 | 10.1OZ |  |  | 2.36 |  | N
SMB2017--02-02 | Latex Caulk - Clear | 2.35 | AM Conservation Group, Inc. | TYTAN | TS-00300 | TS-00300 | 12 | 12OZ |  |  | 3.98 |  | y
SMB2017--02-02 | Latex Caulk - Clear | 2.36 | Blevins Inc. | MOMENTIVE/GE SEALANTS | GE22608 | 119008 | 1 | 10oz |  |  | 606 |  | Y
SMB2017--02-02 | Latex Caulk - Clear | 2.98 | Construction Distribution & Supply | SOUDAL | ACRYRUB 1 | 400405 | 12 | 10.1OZ | CASE |  | 2.98 | CARTRIDGE | Y
SMB2017--02-02 | Latex Caulk - Clear | 3.99 | Power Survey and Control Corp | GEOCEL | GC79000 | P1011 | 48 | 10.1OZ |  |  | 5.6 |  | Y
SMB2017--02-02 | Latex Caulk - Clear | 3.99 | WILLIAMSON BUILDING SUPPLY | POLYSEAMSEAL | 1936462 | 138174 | 1 | 10OZ |  | CLEAR | 3.99 | 2 IN 1 AP CAULK | N
SMB2017--02-03 | 100% Silicone Caulk | 1.84 | GENERAL INSULATION CO INC. | ACCUMETRIC | ACCUMETRIC | 387 | 1 | 10.5OZ |  | WHITE | 3.05 |  | Y
SMB2017--02-03 | 100% Silicone Caulk | 1.84 | GENERAL INSULATION CO INC. | ACCUMETRIC | ACCUMETRIC | 387 | 1 | 10.5OZ |  | CLEAR | 3.05 |  | Y
SMB2017--02-03 | 100% Silicone Caulk | 1.84 | GENERAL INSULATION CO INC. | ACCUMETRIC | ACCUMETRIC | 387 | 1 | 10.5OZ |  | ALUMINUM | 3.05 |  | Y
SMB2017--02-03 | 100% Silicone Caulk | 1.93 | Blevins Inc. | HOME DEPOT | 7079818656 | 119011 | 1 | 10.1oz |  | white | 6.6 | alex plus | Y
SMB2017--02-03 | 100% Silicone Caulk | 1.97 | Blevins Inc. | HOME DEPOT | 7079818660 | 119010 | 1 | 10.1oz |  | clear | 5.6 | alex plus | Y
SMB2017--02-03 | 100% Silicone Caulk | 2.25 | Whole Energy and Hardware Inc. | WEH | WEH50C | WEH50C | 48 | 10.3OZ |  | CLEAR, WHITE | 4.67 |  | y
SMB2017--02-03 | 100% Silicone Caulk | 2.5 | Power Survey and Control Corp | ACCUMETRIC | BOSS387 | P1015 | 12 | 10.3oz |  |  | 4.6 |  | Y
SMB2017--02-03 | 100% Silicone Caulk | 2.55 | EFI | MD BUILDING PRODUCTS/DUPONT | Dupont 100% Silicone Wht 07632 | 3500.063 | 12 | 9.85OZ |  | WHITE | 4.45 |  | Y
SMB2017--02-03 | 100% Silicone Caulk | 2.55 | EFI | MD BUILDING PRODUCTS/DUPONT | Dupont 100% Silicone Clear 07630 | 3500.064 | 12 | 9.85OZ |  | CLEAR | 4.45 |  | Y
SMB2017--02-03 | 100% Silicone Caulk | 2.59 | Whole Energy and Hardware Inc. | WEH | WEH50C | WEH50C | 48 | 10.3OZ |  | BLACK, ALUMINUM, BROWN, BRONZE |  |  | y
SMB2017--02-03 | 100% Silicone Caulk | 2.61 | J&R Products Inc. | RED DEVIL | 100% CLEAR SILICONE | CS-102 | 48 | 10.1OZ | TUBES |  | 2.89 | 12 TUBES/CASE | Y
SMB2017--02-03 | 100% Silicone Caulk | 2.82 | White's Lumber, Inc. | DAP | 7079808641 | D08641 | 12 | 10.1OZ |  | CLEAR | 2.82 |  | N
SMB2017--02-03 | 100% Silicone Caulk | 2.98 | Construction Distribution & Supply | SOUDAL | SILIRUB RTV 2 | 300502 | 12 | 10.1OZ | CASE |  | 2.98 | CARTRIDGE | Y
SMB2017--02-03 | 100% Silicone Caulk | 2.99 | Blevins Inc. | ACCUMETRIC | 37800 | 112004 | 1 | 10oz |  | white | 8.96 | 100% silicone | Y
SMB2017--02-03 | 100% Silicone Caulk | 2.99 | Blevins Inc. | ACCUMETRIC | 37801 | 112005 | 1 | 10oz |  |  | 8.96 |  | Y
SMB2017--02-03 | 100% Silicone Caulk | 3.15 | McQuade & Bannigan | SOUDAL | 323520 | 323520 | 12 | 10.1oz |  |  | 2.99 |  | Y
SMB2017--02-03 | 100% Silicone Caulk | 3.31 | McQuade & Bannigan | GE | SCS1001 | SCS1001-CLEAR | 12 | 10.1oz |  | CLEAR | 4.99 |  | Y
SMB2017--02-03 | 100% Silicone Caulk | 3.34 | McQuade & Bannigan | GE | SCS1002 | SCS1002-WHITE | 12 | 10.1oz |  | WHITE | 4.99 |  | Y
SMB2017--02-03 | 100% Silicone Caulk | 3.65 | Power Survey and Control Corp | MOMENTIVE (GE) | SCS1002 | P1002 | 48 | 10.1OZ |  | WHITE | 5.86 |  | Y
SMB2017--02-03 | 100% Silicone Caulk | 3.65 | Power Survey and Control Corp | MOMENTIVE (GE) | SCS1001 | P1001 | 48 | 10.1OZ |  | CLEAR | 5.86 |  | Y
SMB2017--02-03 | 100% Silicone Caulk | 3.88 | AM Conservation Group, Inc. | AM CONSERVATION | SC010C | SC010C | 12 | 12OZ |  | CLEAR | 5.9 |  | y
SMB2017--02-03 | 100% Silicone Caulk | 4.07 | Lowe's Home Centers, LLC | GE | 47970 | LW5000 | 1 | 10.1OZ |  | CLEAR | 5.98 | GE Silicone II 10.1-oz Clear Silicone Window and Door Caulk | Y
SMB2017--02-03 | 100% Silicone Caulk | 5.99 | WILLIAMSON BUILDING SUPPLY | SILICONE II | GE5000 | 510446 | 1 | 10.1OZ |  | CLEAR | 5.99 | WINDOW AND DOOR SILICONE CAULK | N
SMB2017--02-04 | Caulk - High Performance Sealant | 4.39 | Whole Energy and Hardware Inc. | WEH | CWSC50 | CWSC50 | 48 | 10.3OZ |  | CLEAR, OFF WHITE | 6.9 | EXTREME adhesion super flexible low odor | y
SMB2017--02-04 | Caulk - High Performance Sealant | 5.32 | Lowe's Home Centers, LLC | GE | M90016 | 65196 | 1 | 10.1OZ |  | CLEAR | 7.98 | GE Supreme Silicone 10.1-oz Clear Silicone Window and Door Caulk | Y
SMB2017--02-04 | Caulk - High Performance Sealant | 5.99 | WILLIAMSON BUILDING SUPPLY | SILICONE II | GE5010 | 510479 | 1 | 10.1OZ |  | WHITE | 5.99 | WINDOW AND DOOR | N
SMB2017--02-05 | High Temperature Silicone Sealant | 2.62 | McQuade & Bannigan | SOUDAL | 343510 | 343510 | 12 | 10.1oz |  | red | 2.99 |  | Y
SMB2017--02-05 | High Temperature Silicone Sealant | 3.18 | J&R Products Inc. | ASI | 50 YR HIGH TEMP RED | CS-370 | 48 | 10.1OZ | TUBES | RED | 3.78 | 24 TUBES/CASE | Y
SMB2017--02-05 | High Temperature Silicone Sealant | 3.34 | EFI | Boss Fireblock Residential | ASTM E-136 | 3500.65 | 12 | 10.1OZ |  | RED | 4.25 |  | Y
SMB2017--02-05 | High Temperature Silicone Sealant | 3.79 | Whole Energy and Hardware Inc. | WEH | WEHHT600R | WEHHT600R | 48 | 10.3OZ |  | RED | 9.9 | 600 degree silicone | y
SMB2017--02-05 | High Temperature Silicone Sealant | 4.25 | GENERAL INSULATION CO INC. | ACCUMETRIC | ACCUMETRIC | 376 | 1 | 10.5OZ |  | RED | 9.5 |  | Y
SMB2017--02-05 | High Temperature Silicone Sealant | 4.54 | Construction Distribution & Supply | SOUDAL | SILIRUB HT1 | 343510 | 12 | 10.1OZ | CASE | RED | 4.54 | CARTRIDGE | Y
SMB2017--02-05 | High Temperature Silicone Sealant | 4.68 | AM Conservation Group, Inc. | TYTAN | 80 | 80 | 12 | 12OZ |  | RED | 9.8 |  | y
SMB2017--02-05 | High Temperature Silicone Sealant | 4.99 | Power Survey and Control Corp | ACCUMETRIC | RTV 6500 BOSS 376 | P1005 | 12 | 10.3oz |  | RED | 6.89 |  | Y
SMB2017--02-06 | Furnace Sealing Cement | 12.05 | Lowe's Home Centers, LLC | DURST | B13287 | 316174 | 1 | 1/2 GALLON |  | WHITE | 16.19 | Durst 1/2 Gallon Do-All Furnace Cement | Y
SMB2017--02-07 | Magnetic Filter Slot Cover | 4.81 | EFI | RCD CORPORATION | FilterLock | 6800.302 | 10 |  |  | RED | 7.49 |  | Y
SMB2017--02-08 | One Component Foam 10lb+ tank w/ dispensing accessories | 58 | Energy Efficient Solutions | FOMO | P40340 | HANDI-FOAM | 60 or arrange | 10lbs | 6.66 cu. Ft. | White | 89.95 |  | y
SMB2017--02-08 | One Component Foam 10lb+ tank w/ dispensing accessories | 59.49 | McQuade & Bannigan | FOMO | P40340 | P40340 | 1 | 10lbs |  | CHAMPAGNE | 79.99 |  | Y
SMB2017--02-08 | One Component Foam 10lb+ tank w/ dispensing accessories | 64.9 | Whole Energy and Hardware Inc. | FOMO | P10340 | P10340 | 10 OR WITH ANY TRUCK ORDER | 160OZ |  |  | 129.9 | 10 ld foam with all hose and fittings | y
SMB2017--02-08 | One Component Foam 10lb+ tank w/ dispensing accessories | 67.88 | Blevins Inc. | FOMO | P40340 | 112018 | 1 | 10lbs |  |  | 203.64 |  | Y
SMB2017--02-08 | One Component Foam 10lb+ tank w/ dispensing accessories | 70.6 | GENERAL INSULATION CO INC. | CONVENIENCE PRODUCTS | CONVENIENCE PRODUCTS | 10# CYLINDER HY | 1 | 10lbs |  | WHITE | 125 |  | Y
SMB2017--02-08 | One Component Foam 10lb+ tank w/ dispensing accessories | 75.25 | EFI | CONVENIENCE PRODUCTS/TOUCHNSEAL | 4004510950 / Quick Cure 10lb | 3530.02 | 1 | 10lbs | 6800LF @ 3/8 | yellow | 80.74 |  | Y
SMB2017--02-08 | One Component Foam 10lb+ tank w/ dispensing accessories | 85 | R & D Services | FOMO/HANDI-FOAM | I-160 cylinder Tank only | P40341 | 1 | 240 | 8688 | WHITE | 85 | TANK ONLY | Y
SMB2017--02-08 | One Component Foam 10lb+ tank w/ dispensing accessories | 85 | General Insulation Co. | Touch N Seal HY 10# Cyl | 4004518100 | 53975 | 1 |  |  |  | 85 |  | Y
SMB2017--02-08 | One Component Foam 10lb+ tank w/ dispensing accessories | 87.33 | Blevins Inc. | CONVENIENCE PRODUCTS | 4004518100 | 112124 | 1 | 12oz | WITH DISPENSING ACCESSORIES |  | 262 |  | Y
SMB2017--02-08 | One Component Foam 10lb+ tank w/ dispensing accessories | 91.76 | EFI | CONVENIENCE PRODUCTS/TOUCHNSEAL | 4001597326 / Quick Cure 16lb | 3530.022 | 1 | 16LBS | 10,900 linear ft. @ 3/8 | yellow | 106.18 |  | Y
SMB2017--02-08 | One Component Foam 10lb+ tank w/ dispensing accessories | 91.97 | J&R Products Inc. | ICP / HANDI-FOAM | P40340 | FS-010 | 1 | 160OZ |  | OFF WHITE | 82.32 | 8' HOSE WITH WAND | Y
SMB2017--02-08 | One Component Foam 10lb+ tank w/ dispensing accessories | 93.5 | R & D Services | FOMO/HANDI-FOAM | I-160 Cylinder with Accessories | P40340 | 1 | 240 | 8688 | WHITE | 101 | SIZE IS A CYLINDER WITH ACCESSORIES (HOSE COPPER APPLICATOR WITH TRIGGER 19572 FT @1/4" | Y
SMB2017--02-08 | One Component Foam 10lb+ tank w/ dispensing accessories | 94 | Power Survey and Control Corp | CONVENIENCE PRODUCTS | TOUCH-N-SEAL | P1022-10 | 6 |  |  |  | 118 |  | Y
SMB2017--02-08 | One Component Foam 10lb+ tank w/ dispensing accessories | 110 | R & D Services | FOMO/HANDI-FOAM | I-260 cylinder only | P40541 | 1 | 360 | 13914 | WHITE | 110 | cylinder only | Y
SMB2017--02-08 | One Component Foam 10lb+ tank w/ dispensing accessories | 130 | R & D Services | FOMO/HANDI-FOAM | I-260 cylinder W accessories | P40540 | 1 | 360 | 13914 | WHITE | 130 | Cylinder with all accessories to install | Y
SMB2017--02-08 | One Component Foam 10lb+ tank w/ dispensing accessories | 144.91 | Lowe's Home Centers, LLC | Touch n Foam | 4001110001 | 677585 | 1 | 127oz | 15.36lbs | WHITE | 178.72 |  | Y
SMB2017--02-09 | One Component Foam 12 oz. | 2.99 | General Insulation Co. | TNS Reddy GP Straw Foam | 4001230111 | 66169 | 12 | 12OZ |  |  | 3.99 |  | Y
SMB2017--02-09 | One Component Foam 12 oz. | 3.15 | GENERAL INSULATION CO INC. | ACCUMETRIC | ACCUMETRIC | 33316 | 1 | 12OZ |  | WHITE | 7.3 |  | Y
SMB2017--02-09 | One Component Foam 12 oz. | 3.21 | McQuade & Bannigan | FOMO | P30002 | P30002 | 12 | 12OZ |  | CHAMPAGNE | 3.99 |  | Y
SMB2017--02-09 | One Component Foam 12 oz. | 3.25 | Lowe's Home Centers, LLC | DOW | 230612 | 15634 | 1 | 12OZ |  | YELLOW | 5.48 | Dow GREAT STUFF Window and Door 12-oz Spray Foam Insulation | Y
SMB2017--02-09 | One Component Foam 12 oz. | 3.5 | Energy Efficient Solutions | FOMO | P3002 | P3002 | 36 OR ARRANGE | 12OZ | 1996ft @ 1/4" | Off White | 8.95 |  | y
SMB2017--02-09 | One Component Foam 12 oz. | 3.68 | Whole Energy and Hardware Inc. | FOMO | P3002 | P3002 | 36 | 12OZ |  |  | 7.9 |  | y
SMB2017--02-09 | One Component Foam 12 oz. | 3.99 | Power Survey and Control Corp | BOSS | ACCUMETRIC 33316 | P1020 | 12 | 12OZ |  |  | 6.8 |  | Y
SMB2017--02-09 | One Component Foam 12 oz. | 4.35 | J&R Products Inc. | ICP / HANDI-FOAM | P30002 | FS-260 | 12 | 12OZ | CANS | OFF WHITE | 6.15 | 12 CANS/CASE STRAW FOAM, DOES NOT NEED GUN | Y
SMB2017--02-09 | One Component Foam 12 oz. | 4.37 | Blevins Inc. | FOMO | P30002 | 112023 | 1 | 12oz |  |  | 13.12 |  | Y
SMB2017--02-09 | One Component Foam 12 oz. | 4.78 | Construction Distribution & Supply | SOUDAL | SOUDAFOAM | 45880 | 12 | 12OZ | CASE | CHAMPAGNE | 4.78 | CAN | Y
SMB2017--02-09 | One Component Foam 12 oz. | 5.28 | AM Conservation Group, Inc. | DAP | 18836 | 18836 | 12 | 12OZ |  | TAN | 8.9 |  | y
SMB2017--02-09 | One Component Foam 12 oz. | 7 | EFI | CONVENIENCE PRODUCTS/TOUCHNSEAL | 4004528712 / Fireblock Foam II | 3530.25 | 12 | 24OZ | 920 linear ft. @ 3/8 bead | ORANGE | 9.25 |  | Y
SMB2017--02-09 | One Component Foam 12 oz. | 7.51 | EFI | CONVENIENCE PRODUCTS/TOUCHNSEAL | 4004529812 / All Seasons | 3530.2 | 12 | 24OZ | 1,000 linear ft. @ 3/8 bead | yellow | 9.95 |  | Y
SMB2017--02-09 | One Component Foam 12 oz. | 7.51 | EFI | CONVENIENCE PRODUCTS/TOUCHNSEAL | 4004529813-12 black | 3530.213 | 12 | 24OZ | 3,000 linear ft. @ 1/4 | BLACK | 9.82 | Black Foam / UV Resistant / Designed for outdoor use | Y
SMB2017--02-09 | One Component Foam 12 oz. | 10.06 | EFI | Todol Products / Window Foam | WF01 / 1C B2 | 3530.044 | 12 | 24OZ | 1,250 linear ft. @ 3/8 | YELLOW | 13.5 | Low expansion window foam / Softer Cure | Y
SMB2017--02-09 | One Component Foam 12 oz. | 72 | R & D Services | FOMO/HANDI-FOAM | 12 oz gun foam | P30002 | 12 | 12OZ | 887 | WHITE | 110 | straw applicator | Y
SMB2017--02-09 | One Component Foam 12 oz. | 89 | White's Lumber, Inc. | CONVENIENCE PRODUCTS | 4001110001 | 4001110001 | 1 | 12oz |  | CREAM | 89 |  | N
SMB2017--02-09 | One Component Foam 12 oz. | 108 | R & D Services | FOMO/HANDI-FOAM | 24 oz Fireblock | P30181 | 12 | 24oz | 1957 | orange | 185 | GUN APPLICATOR | Y
SMB2017--02-09 | One Component Foam 12 oz. | 110 | R & D Services | FOMO/HANDI-FOAM | 24 oz gun foam | P30115 | 12 | 24oz | 1957 | WHITE | 110 | GUN APPLICATOR REQUIRED | Y
SMB2017--02-09 | One Component Foam 12 oz. | 142 | R & D Services | FOMO/HANDI-FOAM | 29 oz Gun Foam | P30290 | 12 | 29OZ | 2361 | WHITE | 198 | GUN APPLICATOR REQUIRED | Y
SMB2017--02-10 | One Component Foam 33 oz. | 3.66 | White's Lumber, Inc. | CONVENIENCE PRODUCTS | TFME | TFME | 12 | 33OZ |  | CREAM | 4.99 |  | N
SMB2017--02-10 | One Component Foam 33 oz. | 4.99 | McQuade & Bannigan | SOUDAL | 451803 | 451803 | 12 | 24OZ |  | ORANGE | 6.99 | FIREBLOCK GUN FOAM | Y
SMB2017--02-10 | One Component Foam 33 oz. | 4.99 | McQuade & Bannigan | SOUDAL | 455800 | 455800 | 12 | 24OZ |  | CHAMPAGNE | 6.99 | ALL SEASON GUN FOAM | Y
SMB2017--02-10 | One Component Foam 33 oz. | 4.99 | McQuade & Bannigan | SOUDAL | 450800 | 450800 | 12 | 24OZ |  | CHAMPAGNE | 6.99 | WINDOW & DOOR GUN FOAM | Y
SMB2017--02-10 | One Component Foam 33 oz. | 6.1 | GENERAL INSULATION CO INC. | ACCUMETRIC | ACCUMETRIC | 33324 | 1 | 33OZ |  | WHITE | 12.2 |  | Y
SMB2017--02-10 | One Component Foam 33 oz. | 6.16 | J&R Products Inc. | TYTAN | FILL ALL | FS-192 | 12 | 24OZ |  | OFF WHITE | 8.2 | 12 CANS/CASE GUN FOAM, GUN NOT INCLUDED | Y
SMB2017--02-10 | One Component Foam 33 oz. | 6.47 | McQuade & Bannigan | FOMO | P30181 | P30181 | 12 | 24OZ |  | CHAMPAGNE | 8.48 | FIREBLOCK GUN FOAM | Y
SMB2017--02-10 | One Component Foam 33 oz. | 7.53 | Blevins Inc. | FOMO | P30181 | 112022 | 1 | 24oz | GUN FOAM FIREBLOCK |  | 22 |  | Y
SMB2017--02-10 | One Component Foam 33 oz. | 7.85 | Power Survey and Control Corp | BOSS | ACCUMETRIC 33324 | P1020-33 | 12 | 33OZ |  |  | 8.25 |  | Y
SMB2017--02-10 | One Component Foam 33 oz. | 7.88 | McQuade & Bannigan | FOMO | P30290 | P30290 | 12 | 29OZ |  | ORANGE | 9.99 | gun foam | Y
SMB2017--02-10 | One Component Foam 33 oz. | 8.38 | Blevins Inc. | CONVENIENCE PRODUCTS | 4004528712 | 112120 | 1 | 24oz | GUN FOAM FIREBLOCK |  | 24.48 |  | Y
SMB2017--02-10 | One Component Foam 33 oz. | 8.67 | Blevins Inc. | FOMO | P30152 | 112011 | 1 | 29oz | STRAW APPLICATOR |  | 26 |  | Y
SMB2017--02-10 | One Component Foam 33 oz. | 8.89 | Whole Energy and Hardware Inc. | FOMO | P30115 | P30115 | 12 | 24OZ |  |  | 14.9 | gun foam | y
SMB2017--02-10 | One Component Foam 33 oz. | 8.95 | Blevins Inc. | FOMO | P30115 | 112021 | 1 | 24oz | gun foam |  | 26.84 |  | Y
SMB2017--02-10 | One Component Foam 33 oz. | 9.19 | Whole Energy and Hardware Inc. | FOMO | P3009 | P3009 | 12 | 24OZ |  |  | 17.09 | fire retardant gun foam | y
SMB2017--02-10 | One Component Foam 33 oz. | 11.29 | Whole Energy and Hardware Inc. | FOMO | P30152 | P30152 | 12 | 29OZ |  | BLACK | 23.87 | fire retardant gun foam | y
SMB2017--02-10 | One Component Foam 33 oz. | 11.89 | EFI | TODOL/Pur-Fil 1G Foam | GF01 / 1C1B | 3530.04 | 12 | 33OZ | 1,525 linear ft. @ 3/8 | YELLOW | 15.5 |  | Y
SMB2017--02-10 | One Component Foam 33 oz. | 214.43 | Lowe's Home Centers, LLC | DOW | 346963 | 655330 | 1 |  | 41LBS |  | 339 | Dow FROTH-PAK 200 Sealant Foam Insulation Kit | Y
SMB2017--02-11 | Two Component Foam | 23.48 | Whole Energy and Hardware Inc. | FOMO | P10600 | P10600 | 6 |  | 12BF | TAN | 39.9 |  | y
SMB2017--02-11 | Two Component Foam | 26.61 | EFI | CONVENIENCE PRODUCTS/TOUCHNSEAL | 40045-20015 / Kit 15 BDFT | 3530.19 | 1 | 3.5LBS | 15BF | YELLOW | 33.59 | Hose and thumb nozzle included | Y
SMB2017--02-11 | Two Component Foam | 30.95 | J&R Products Inc. | ICP / HANDI-FOAM | P10600 | FS-015 | 1 |  | 12BF | OFF WHITE | 33.5 |  | Y
SMB2017--02-11 | Two Component Foam | 45 | R & D Services | FOMO/HANDI-FOAM | II-12 Quick Cure | P10600 | 1 | 32OZ | 12 | WHITE | 60 | cheap way to try two component foam | Y
SMB2017--02-11 | Two Component Foam | 49.23 | J&R Products Inc. | ICP / HANDI-FOAM | P10650 | FS-022 | 1 |  | 22BF | OFF WHITE | 58 |  | Y
SMB2017--02-11 | Two Component Foam | 68 | R & D Services | FOMO/HANDI-FOAM | II-22 Quick Cure | P10650 | 1 | 48OZ | 22 | WHITE | 120 | LOW COST TWO COMPONENT quick Cure foam | Y
SMB2017--02-11 | Two Component Foam | 150 | GENERAL INSULATION CO INC. | CONVENIENCE PRODUCTS | CONVENIENCE PRODUCTS | U2-110 | 1 |  | 110BF | WHITE | 300 | WITH GUN AND HOSE CLOSED CELL | Y
SMB2017--02-11 | Two Component Foam | 154.88 | Blevins Inc. | FOMO | P10700 | 112016 | 1 |  | 105bf |  | 508 | KIT WITH HOSE AND GUN | Y
SMB2017--02-11 | Two Component Foam | 155.5 | Whole Energy and Hardware Inc. | FOMO | P10705 | P10705 | 12 OR ARRANGE |  | 105BF |  | 308.9 |  | y
SMB2017--02-11 | Two Component Foam | 156 | Energy Efficient Solutions | FOMO/HANDI-FOAM | HANDI-FOAM 105 | P10700 | 26 or arrange | 26lbs |  | Off White | 199.95 |  | y
SMB2017--02-11 | Two Component Foam | 156.79 | McQuade & Bannigan | FOMO | P10700 | P10700 | 1 | 29OZ | 105 | CHAMPAGNE | 249 |  | Y
SMB2017--02-11 | Two Component Foam | 162.39 | Blevins Inc. | CONVENIENCE PRODUCTS | 4004520110 | 112101 | 1 |  | 110bf |  | 552.12 | KIT WITH HOSE AND GUN | Y
SMB2017--02-11 | Two Component Foam | 172 | Power Survey and Control Corp | CONVENIENCE PRODUCTS | US-110 | P1028-110 | 1 |  | 110BF |  | 215 |  | Y
SMB2017--02-11 | Two Component Foam | 197.03 | J&R Products Inc. | ICP / HANDI-FOAM | P10700 | FS-105 | 1 |  | 105BF | OFF WHITE | 250 |  | Y
SMB2017--02-11 | Two Component Foam | 205 | R & D Services | FOMO/HANDI-FOAM | II-105 Quick Cure | P10700 | 1 | 20LBS | 105 | WHITE | 250 | Starter kit with 8 nozzles 9' hose | Y
SMB2017--02-11 | Two Component Foam | 211.76 | McQuade & Bannigan | FOMO | P10720 | P10720 | 1 |  | 205 | CHAMPAGNE | 299 | NON E-84 | Y
SMB2017--02-11 | Two Component Foam | 219.51 | Blevins Inc. | FOMO | P10720 | 112015 | 1 |  | 205bf |  | 720 | KIT WITH HOSE AND GUN | Y
SMB2017--02-11 | Two Component Foam | 220 | Energy Efficient Solutions | FOMO/HANDI-FOAM | HANDI-FOAM 205 | P10720 | 26 or arrange | 41lbs |  | Off White | 299.95 |  | y
SMB2017--02-11 | Two Component Foam | 222 | GENERAL INSULATION CO INC. | CONVENIENCE PRODUCTS | CONVENIENCE PRODUCTS | U2-200 | 1 |  | 200BF | WHITE | 444 | WITH GUN AND HOSE CLOSED CELL | Y
SMB2017--02-11 | Two Component Foam | 225 | General Insulation Co. | Dow Froth Pak Sealant | 346963 | 65076 | 1 | 41lbs | 200 |  | 359 |  | Y
SMB2017--02-11 | Two Component Foam | 239 | Whole Energy and Hardware Inc. | FOMO | P10726 | P10726 | 6 OR ARRANGE |  | 205BF |  | 509.34 |  | y
SMB2017--02-11 | Two Component Foam | 241.68 | EFI | CONVENIENCE PRODUCTS/TOUCHNSEAL | 4004520200 / 200 bdft KIT | 3530.405 | 1 |  | 200BF | YELLOW | 325 | 10' Gun Hose Assembly Included, Closed Cell | Y
SMB2017--02-11 | Two Component Foam | 246.74 | Blevins Inc. | CONVENIENCE PRODUCTS | 4004520200 | 112102 | 1 |  | 200bf |  | 838.92 | KIT WITH HOSE AND GUN | Y
SMB2017--02-11 | Two Component Foam | 257.5 | Power Survey and Control Corp | CONVENIENCE PRODUCTS | TOUCH-N-SEAL | P1024 | 1 |  | 200BF |  | 328 |  | Y
SMB2017--02-11 | Two Component Foam | 265.23 | J&R Products Inc. | ICP / HANDI-FOAM | P10720 | FS-205 | 1 |  | 205BF | OFF WHITE | 370 |  | Y
SMB2017--02-11 | Two Component Foam | 265.87 | GENERAL INSULATION CO INC. | CONVENIENCE PRODUCTS | CONVENIENCE PRODUCTS | U2-300 | 1 |  | 300BF | WHITE | 580 | WITH GUN AND HOSE OPEN CELL | Y
SMB2017--02-11 | Two Component Foam | 280 | R & D Services | FOMO/HANDI-FOAM | II-205 Quick Cure | P10720 | 1 | 40LBS | 205 | WHITE | 280 | BASIC UNIT | Y
SMB2017--02-11 | Two Component Foam | 293 | Power Survey and Control Corp | CONVENIENCE PRODUCTS | 300 FOAM KIT | P1025-300 | 1 |  | 300BF |  | 395 |  | Y
SMB2017--02-11 | Two Component Foam | 425 | Construction Distribution & Supply | END DRAFT | CDS 11-605 | FOMEDII605TO | 9 | 1824 | 605BF SKID | YELLOW | 425 | MAY BE PURCHASED AS INDIVIDUAL KITS IF PICKED UP AT OUR ROCHESTER OR BUFFALO WAREHOUSE. GUNS AND TIPS SOLD SEPARATELY | Y
SMB2017--02-11 | Two Component Foam | 435 | GENERAL INSULATION CO INC. | CONVENIENCE PRODUCTS | CONVENIENCE PRODUCTS | U2-600 REPLACE | 1 |  | 600BF | WHITE | 1050 | NO HOSE NO GUN CLOSED CELL | Y
SMB2017--02-11 | Two Component Foam | 441.91 | EFI | CONVENIENCE PRODUCTS/TOUCHNSEAL | 4004520601 / 600 A&B TANKS | 3530.406 | 1 |  | 600BF | YELLOW | 525 | A and B Tanks Only, Closed Cell | Y
SMB2017--02-11 | Two Component Foam | 450 | Energy Efficient Solutions | FOMO/HANDI-FOAM | HANDI-FOAM 605 | P10749 | 9 or arrange | 116lbs |  | Crème | 600 |  | y
SMB2017--02-11 | Two Component Foam | 469 | General Insulation Co. | Dow Froth Pak Sealant 620 | 341171 | 65238 | 1 |  | 620 |  | 750 |  | Y
SMB2017--02-11 | Two Component Foam | 469.98 | Whole Energy and Hardware Inc. | FOMO | P10729 | P10729 | 6 OR ARRANGE |  | 605BF |  | 876.98 | with all hoses and fittings | y
SMB2017--02-11 | Two Component Foam | 470.24 | McQuade & Bannigan | FOMO | P10749 | P10749 | 1 |  | 605 | CHAMPAGNE | 600 | NON E-84 | Y
SMB2017--02-11 | Two Component Foam | 481.71 | Blevins Inc. | FOMO | P10749 | 112017 | 1 |  | 605bf |  | 1580 | KIT WITH HOSE AND GUN | Y
SMB2017--02-11 | Two Component Foam | 520.59 | GENERAL INSULATION CO INC. | CONVENIENCE PRODUCTS | CONVENIENCE PRODUCTS | U2-600 COMPLETE | 1 |  | 600BF | WHITE | 999 | WITH GUN AND HOSE CLOSED CELL | Y
SMB2017--02-11 | Two Component Foam | 539 | White's Lumber, Inc. | CONVENIENCE PRODUCTS | 4006002420 | PS600 | 1 |  | 600BF | TAN | 539 |  | N
SMB2017--02-11 | Two Component Foam | 539.84 | Blevins Inc. | CONVENIENCE PRODUCTS | 4004520600 | 112104 | 1 |  | 600bf |  | 1835.48 | KIT WITH HOSE AND GUN | Y
SMB2017--02-11 | Two Component Foam | 550 | Metro Interiors | ICP ADHESIVES/FOMO | P10762 | HFOAM605 | 3 |  | 605 | WHITE | 650 |  | N
SMB2017--02-11 | Two Component Foam | 560 | R & D Services | FOMO/HANDI-FOAM | II-605 Quick Cure | P10749 | 1 | 94LBS | 605 | WHITE | 750 | 12' HOSE, 8 NOZZLES. Need a HELPER | Y
SMB2017--02-11 | Two Component Foam | 569.7 | GENERAL INSULATION CO INC. | CONVENIENCE PRODUCTS | CONVENIENCE PRODUCTS | U2-1000 | 1 |  | 1000BF | WHITE | 1100 | WITH GUN AND HOSE OPEN CELL | Y
SMB2017--02-11 | Two Component Foam | 572.6 | J&R Products Inc. | ICP / HANDI-FOAM | P10749 | FS-605 | 1 |  | 605BF | OFF WHITE | 595 |  | Y
SMB2017--02-11 | Two Component Foam | 575 | Power Survey and Control Corp | CONVENIENCE PRODUCTS | US-600 | P1025 | 1 |  | 600BF |  | 689 |  | Y
SMB2017--02-11 | Two Component Foam | 581.77 | EFI | CONVENIENCE PRODUCTS/TOUCHNSEAL | 4004521000 / 1,000bdft open cell | 3530.41 | 1 |  | 1000bf | YELLOW | 675 | Open Cell Foam Includes 30' Gun Hose Assembly | Y
SMB2017--02-11 | Two Component Foam | 605 | Power Survey and Control Corp | CONVENIENCE PRODUCTS | 1000 FOAM KIT | P1025-1000 | 1 |  | 1000BF |  | 675 |  | Y
SMB2017--02-12 | Fire Rated -Two Component Foam | 23.49 | Whole Energy and Hardware Inc. | FOMO | P10600 | P10600 | 12 |  | 12BF |  | 34.89 |  | y
SMB2017--02-12 | Fire Rated -Two Component Foam | 155.5 | Whole Energy and Hardware Inc. | FOMO | P10705 | P10705 | 12 OR ARRANGE |  | 105BF |  | 308.9 | 105 E84 | y
SMB2017--02-12 | Fire Rated -Two Component Foam | 159.76 | Blevins Inc. | FOMO | P10705 | 112037 | 1 |  | 105bf |  | 524 | KIT WITH HOSE AND GUN | Y
SMB2017--02-12 | Fire Rated -Two Component Foam | 160 | Energy Efficient Solutions | FOMO/HANDI-FOAM | HANDI-FOAM 105E84 | P10705 | 26 or arrange | 26lbs |  | Off White | 229.95 |  | y
SMB2017--02-12 | Fire Rated -Two Component Foam | 161.73 | McQuade & Bannigan | FOMO | P10705 | P10705 | 1 |  | 105 | CHAMPAGNE | 279 | E-84 | Y
SMB2017--02-12 | Fire Rated -Two Component Foam | 218.02 | McQuade & Bannigan | FOMO | P10726 | P10726 | 1 |  | 205 | CHAMPAGNE | 349 | E-84 | Y
SMB2017--02-12 | Fire Rated -Two Component Foam | 226.83 | Blevins Inc. | FOMO | P10726 | 112045 | 1 |  | 205bf |  | 744 | KIT WITH HOSE AND GUN | Y
SMB2017--02-12 | Fire Rated -Two Component Foam | 231 | R & D Services | FOMO/HANDI-FOAM | II-105 E84 | P10705 | 1 | 45LBS | 105 | WHITE | 345 | Fire rated E84 | Y
SMB2017--02-12 | Fire Rated -Two Component Foam | 240 | Energy Efficient Solutions | FOMO/HANDI-FOAM | HANDI-FOAM 205E84 | P10726 | 26 or arrange | 41lbs |  | Off White | 330 |  | y
SMB2017--02-12 | Fire Rated -Two Component Foam | 243.5 | GENERAL INSULATION CO INC. | CONVENIENCE PRODUCTS | CONVENIENCE PRODUCTS | U2-200 FR | 1 |  | 200BF | WHITE | 500 | WITH GUN AND HOSE CLOSED CELL | Y
SMB2017--02-12 | Fire Rated -Two Component Foam | 254.98 | Whole Energy and Hardware Inc. | FOMO | P10726 | P10726 | 6 OR ARRANGE |  | 205BF |  | 675.9 | 205 E84 | y
SMB2017--02-12 | Fire Rated -Two Component Foam | 258.12 | EFI | CONVENIENCE PRODUCTS/TOUCHNSEAL | 4004001200 / FR200 BDFT | 3530.404 | 1 |  | 200BF | YELLOW | 347 | Fire Rated 200 kit includes 10 gun hose assembly, Closed Cell | Y
SMB2017--02-12 | Fire Rated -Two Component Foam | 265.14 | Blevins Inc. | CONVENIENCE PRODUCTS | 4004001200 | 112107 | 1 |  | 200BF |  | 901.48 | KIT WITH HOSE AND GUN | Y
SMB2017--02-12 | Fire Rated -Two Component Foam | 270.91 | J&R Products Inc. | ICP / HANDI-FOAM | P10726 | FS-084 | 1 |  | 205BF | OFF WHITE | 385 |  | Y
SMB2017--02-12 | Fire Rated -Two Component Foam | 275 | Power Survey and Control Corp | CONVENIENCE PRODUCTS | U2-200 FR | P1028 | 1 |  | 200BF |  | 328 |  | Y
SMB2017--02-12 | Fire Rated -Two Component Foam | 290 | Metro Interiors | ICP ADHESIVES/FOMO | P10726 | HFOAM200 | 5 |  | 200 | WHITE | 375 |  | N
SMB2017--02-12 | Fire Rated -Two Component Foam | 455 | Energy Efficient Solutions | FOMO/HANDI-FOAM | HANDI-FOAM 605E84 | P10762 | 9 or arrange | 116lbs |  | Off White | 630 |  | y
SMB2017--02-12 | Fire Rated -Two Component Foam | 474 | Construction Distribution & Supply | END DRAFT | CDS E84 | FOMP10765CDS | 9 | 1824 | 605BF SKID | YELLOW | 425 | MAY BE PURCHASED AS INDIVIDUAL KITS IF PICKED UP AT OUR ROCHESTER OR BUFFALO WAREHOUSE. GUNS AND TIPS SOLD SEPARATELY | Y
SMB2017--02-12 | Fire Rated -Two Component Foam | 476.47 | McQuade & Bannigan | FOMO | P10762 | P10762 | 1 |  | 605 | CHAMPAGNE | 679 | E-84 | Y
SMB2017--02-12 | Fire Rated -Two Component Foam | 492.96 | Whole Energy and Hardware Inc. | FOMO | P10762 | P10762 | 5 OR ARRANGE |  | 605BF |  | 954.9 | 605 E84 with all hoses and fittings | y
SMB2017--02-12 | Fire Rated -Two Component Foam | 493.9 | Blevins Inc. | FOMO | P10762 | 112046 | 1 |  | 605bf |  | 1620 | KIT WITH HOSE AND GUN | Y
SMB2017--02-12 | Fire Rated -Two Component Foam | 501.36 | EFI | CONVENIENCE PRODUCTS/TOUCHNSEAL | 4004521601 / FR600 bdft | 3530.407 | 1 |  | 600BF | YELLOW | 599 | Fire Rated Closed Cell Foam Tanks Only | Y
SMB2017--02-12 | Fire Rated -Two Component Foam | 535 | GENERAL INSULATION CO INC. | CONVENIENCE PRODUCTS | CONVENIENCE PRODUCTS | U2-600 FR | 1 |  | 600BF | WHITE | 1100 | WITH GUN AND HOSE CLOSED CELL | Y
SMB2017--02-12 | Fire Rated -Two Component Foam | 545 | General Insulation Co. | Dow Froth Pak FR 650 Class A | 11096267 | 67657 | 1 |  | 650 |  | 799 |  | Y
SMB2017--02-12 | Fire Rated -Two Component Foam | 550 | Metro Interiors | ICP ADHESIVES/FOMO | P10762 | HFOAM605 | 3 |  | 605 | WHITE | 650 |  | N
SMB2017--02-12 | Fire Rated -Two Component Foam | 575.23 | J&R Products Inc. | ICP / HANDI-FOAM | P10762W | FS-085 | 1 |  | 605BF | OFF WHITE | 650 |  | Y
SMB2017--02-12 | Fire Rated -Two Component Foam | 576.5 | Power Survey and Control Corp | CONVENIENCE PRODUCTS | US-600 FR | P1028-600 | 1 |  | 600BF |  | 689 |  | Y
SMB2017--02-12 | Fire Rated -Two Component Foam | 591.49 | Blevins Inc. | CONVENIENCE PRODUCTS | 400452060 | 112108 | 1 |  | 600BF |  | 2011.08 | KIT WITH HOSE AND GUN | Y
SMB2017--02-12 | Fire Rated -Two Component Foam | 669.05 | EFI | CONVENIENCE PRODUCTS/TOUCHNSEAL | 4505500750 / CPDS FR750 | 3530.415 | 1 |  | 750BF | YELLOW | 750 | Closed Cell Fire Rated Foam / Designed for the CPDS Machine /Tanks Only | Y
SMB2017--02-12 | Fire Rated -Two Component Foam | 690 | GENERAL INSULATION CO INC. | CONVENIENCE PRODUCTS | CONVENIENCE PRODUCTS | CP-750 | 1 |  | 750BF | WHITE | 1300 | FOR CPDS SYSTEM/CLOSED CELL/FIRE RATED | Y
SMB2017--02-12 | Fire Rated -Two Component Foam | 728 | Power Survey and Control Corp | CONVENIENCE PRODUCTS | CP-750 | P1028-750 | 1 |  | 750BF |  | 862 |  | Y
SMB2017--02-12 | Fire Rated -Two Component Foam | 729.03 | EFI | CONVENIENCE PRODUCTS/TOUCHNSEAL | 1200FR-A Open Cell | 3530.4151 | 1 |  | 1200BF | YELLOW | 799 | Open Cell Fire Rated Foam / Designed for the CPDS Machine / Tanks Only | Y
SMB2017--02-13 | Duct Sealant- Tube | 2.02 | EFI | RCD Mastic #6 | 106011 | 3520.03 | 12 | 10.7OZ |  | white | 3.1 |  | Y
SMB2017--02-13 | Duct Sealant- Tube | 2.08 | GENERAL INSULATION CO INC. | FOSTER | FOSTER | CP-146 | 1 | 10.5OZ |  | GRAY | 5 |  | Y
SMB2017--02-13 | Duct Sealant- Tube | 2.28 | J&R Products Inc. | RCD CORPORATION | #6 11OZ CARTRIDGE | DM-105 | 12 | 11OZ | TUBES | WHITE | 2.5 | 12 TUBES/CASE | Y
SMB2017--02-13 | Duct Sealant- Tube | 2.29 | Whole Energy and Hardware Inc. | HARDCAST | DS321-25 | DS321-25 | 25 | 11OZ |  | GRAY | 4.49 |  | y
SMB2017--02-13 | Duct Sealant- Tube | 2.5 | Power Survey and Control Corp | FOSTER | CP-146 | P1030T | 12 |  | 10.5OZ | GRAY | 3.87 |  | Y
SMB2017--02-13 | Duct Sealant- Tube | 2.88 | AM Conservation Group, Inc. | POLY ADHESIVE | AS22-T | AS22-T | 24 | 12OZ |  | GRAY | 4.88 |  | y
SMB2017--02-13 | Duct Sealant- Tube | 7.79 | Lowe's Home Centers, LLC | DESIGN POLYMERICS | KK0326 | 408056 | 1 | 64OZ |  | GRAY | 11.95 | Design Polymerics 64-fl oz Gray Duct Sealant | Y
SMB2017--02-13 | Duct Sealant- Tube | 303 | R & D Services | FOMO/HANDI-FOAM | II-205 E84 | P10726 | 1 | 45lbs | 205 | WHITE | 400 | Fire rated E85 | Y
SMB2017--02-13 | Duct Sealant- Tube | 650 | R & D Services | FOMO/HANDI-FOAM | II-605 E84 | P10762 | 1 | 94LBS | 605 | WHITE | 800 | Large E84 | Y
SMB2017--02-14 | Duct Sealant - 1 gallon size | 10.94 | Lowe's Home Centers, LLC | 3M | 3340 | 350444 | 1 |  | 2.5-in W x 150-ft L | SILVER | 15.98 | HVAC TAPE | Y
SMB2017--02-14 | Duct Sealant - 1 gallon size | 11 | General Insulation Co. | DP 1010 Duct Seal | DP1010 | 24345 | 4 | 64OZ | gallon | GRAY | 15.99 |  | Y
SMB2017--02-14 | Duct Sealant - 1 gallon size | 12.5 | GENERAL INSULATION CO INC. | FOSTER | FOSTER | CP-147 | 4 | 1GALLON |  | GRAY | 25 |  | Y
SMB2017--02-14 | Duct Sealant - 1 gallon size | 15.9 | AM Conservation Group, Inc. | POLY ADHESIVE | AS22-1 | AS22-1 | 4 | 1GALLON |  | GRAY | 22.9 |  | y
SMB2017--02-14 | Duct Sealant - 1 gallon size | 17.9 | EFI | RCD Mastic #6 | 106001 | 3520.04 | 1 | 1GALLON |  | WHITE | 23.1 |  | Y
SMB2017--02-14 | Duct Sealant - 1 gallon size | 18 | Power Survey and Control Corp | FOSTER | CP-147 G | P1030 | 4 | 1GALLON |  | GRAY | 28.5 |  | Y
SMB2017--02-14 | Duct Sealant - 1 gallon size | 18.96 | Whole Energy and Hardware Inc. | HARDCAST | DS321-4 | DS321-4 | 4 | 128OZ |  | GRAY | 34.9 |  | y
SMB2017--02-14 | Duct Sealant - 1 gallon size | 19.75 | J&R Products Inc. | RCD CORPORATION | #6 MASTIC | DM-100 | 4 | 1 GALLON | TUB | WHITE | 21.6 | 4 GALLONS/TUB | Y
SMB2017--02-14 | Duct Sealant - 1 gallon size | 20.13 | Blevins Inc. | RCD CORPORATION | 106001 | 110501 | 1 | 1GALLON |  |  | 60.4 |  | Y
SMB2017--02-14 | Duct Sealant - 1 gallon size | 26.64 | EFI | RCD Mastic #7 | 107001 | 3520.05 | 1 | 1GALLON |  | GRAY | 32.5 |  | Y
SMB2017--02-14 | Duct Sealant - 1 gallon size | 38.93 | Blevins Inc. | RCD CORPORATION | 106002 | 110500 | 1 | 2GALLON |  |  | 116.8 |  | Y
SMB2017--02-15 | Aluminum Foil Ductboard Tape | 8.89 | Whole Energy and Hardware Inc. | NASHUA | WEHV2M | WEHV2M | 16 |  | 3"x50yds |  | 18.65 | 2 mil heavy foil tape | y
SMB2017--02-15 | Aluminum Foil Ductboard Tape | 8.89 | Whole Energy and Hardware Inc. | NASHUA | WEH3FSK | WEH3FSK | 16 |  | 3"x50yds | ALUMINUM | 18.67 | 3 inch foil FSK tape that matches duct board or duct wrap. Also available in white embossed vinyl(or gray) | y
SMB2017--02-15 | Aluminum Foil Ductboard Tape | 9.27 | J&R Products Inc. | VENTURE | 1599B-SILVER | FT-220S | 24 |  | 2" | SILVER | 11.34 | 24 ROLLS/CASE | Y
SMB2017--02-15 | Aluminum Foil Ductboard Tape | 9.48 | AM Conservation Group, Inc. | VENTURE | 1521CW1.5 | 1521CW1.5 | 16 |  | 3" | SILVER | 14.8 |  | y
SMB2017--02-15 | Aluminum Foil Ductboard Tape | 10.15 | GENERAL INSULATION CO INC. | 3M | 3M | 2UL181 | 24 | rolls |  | SILVER | 20.5 | 3MIL | Y
SMB2017--02-15 | Aluminum Foil Ductboard Tape | 11.71 | General Insulation Co. | Venture UL-181 2-1/2 | 1581A | 3678 | 20 | rolls | 2 1/2" | Silver | 15.99 |  | Y
SMB2017--02-15 | Aluminum Foil Ductboard Tape | 11.75 | Power Survey and Control Corp | 3M | 70-0089-1089-8 | P4040 | 24 |  | 60 YDS | SILVER | 17.25 |  | Y
SMB2017--02-15 | Aluminum Foil Ductboard Tape | 12.25 | Blevins Inc. | DIVERSITECH CORP | 640-FD2S | 360450 | 1 |  | 2IN X 120YD | SILVER | 36.76 |  | Y
SMB2017--02-15 | Aluminum Foil Ductboard Tape | 12.5 | GENERAL INSULATION CO INC. | 3M | 3M | 2-1/2 UL181 | 20 | rolls | 2-1/2X120 |  | 25 | 3MIL | Y
SMB2017--02-15 | Aluminum Foil Ductboard Tape | 12.56 | Whole Energy and Hardware Inc. | VENTURE TAPE | UL2.5HT | UL2.5HT | 20 |  | 2.5" x 60yds | ALUMINUM | 23.9 | UL181 heavy printed foil tape | y
SMB2017--02-15 | Aluminum Foil Ductboard Tape | 13.9 | Power Survey and Control Corp | 3M | 70-0089-0990-8 | P4040-25 | 20 |  | 2 1/2" X 60 | ALUMINUM | 19.6 |  | Y
SMB2017--02-15 | Aluminum Foil Ductboard Tape | 14.5 | GENERAL INSULATION CO INC. | 3M | 3M | 3UL181 | 16 | rolls |  | SILVER | 30 | 3MIL | Y
SMB2017--02-15 | Aluminum Foil Ductboard Tape | 15.91 | Whole Energy and Hardware Inc. | HARDCAST | AFG1402-2 | AFG1402-2 | 16 |  | 2" |  |  |  | y
SMB2017--02-15 | Aluminum Foil Ductboard Tape | 16 | Power Survey and Control Corp | 3M | 70-0089-0992-4 | P4040-3 | 16 |  | 3' X 60 | ALUMINUM |  |  | Y
SMB2017--02-15 | Aluminum Foil Ductboard Tape | 16.9 | Whole Energy and Hardware Inc. | NASHUA | FBUT3X50 | FBUT3X50 | 16 |  | 3" | ALUMINUM | 34.9 | foil butyl putty, increased adhesion, black butyl. 2 inch also available at $11.26 or 6 inch at $33.79 | y
SMB2017--02-15 | Aluminum Foil Ductboard Tape | 18.37 | Blevins Inc. | DIVERSITECH CORP | 640-FD3S | 360451 | 1 |  | 3IN X 120YD | SILVER | 55.12 |  | Y
SMB2017--02-15 | Aluminum Foil Ductboard Tape | 23.9 | Whole Energy and Hardware Inc. | HARDCAST | AFG1402-3 | AFG1402-3 | 16 |  | 3" |  | 45.89 |  | y
SMB2017--02-15 | Aluminum Foil Ductboard Tape | 31.82 | Whole Energy and Hardware Inc. | HARDCAST | AFG1402-6 | AFG1402-6 | 16 |  | 6" |  |  |  | y
SMB2017--02-15 | Aluminum Foil Ductboard Tape | 33.97 | EFI | 3M RCD Butyl Tape | 70-0089-0080-8 | 6800.301 | 1 |  | 3" | Reflective | 41.18 |  | Y
SMB2017--02-16 | Weatherstripping - Type I | 8.5 | J&R Products Inc. | AMBERY | WHITE LIGHT DUTY | UW-130 | 50 |  |  | WHITE | 10.35 | 50 SETS PER BOX | Y
SMB2017--02-16 | Weatherstripping - Type I | 8.5 | J&R Products Inc. | AMBERY | BROWN LIGHT DUTY | UW-131 | 50 |  |  | BROWN | 10.35 | 50 SETS PER BOX | Y
SMB2017--02-16 | Weatherstripping - Type I | 8.9 | AM Conservation Group, Inc. | AM CONSERVATION | DS060NW | DS060NW | 12 |  | NARROW | WHITE |  |  | y
SMB2017--02-16 | Weatherstripping - Type I | 9.9 | AM Conservation Group, Inc. | AM CONSERVATION | DS060WW | DS060WW | 12 |  | WIDE | WHITE | 15.9 |  | y
SMB2017--02-16 | Weatherstripping - Type I | 9.9 | AM Conservation Group, Inc. | AM CONSERVATION | DS060WB | DS060WB | 12 |  | WIDE | BROWN | 15.9 |  | y
SMB2017--02-16 | Weatherstripping - Type I | 10.18 | J&R Products Inc. | AMC | DS060N-WHITE | 80283 | 15 |  | 7/8" | WHITE | 13.75 | 15 SETS PER CASE | Y
SMB2017--02-16 | Weatherstripping - Type I | 10.18 | J&R Products Inc. | AMC | DS060N-BROWN | 80284 | 15 |  | 7/8" | BROWN | 12.99 | 15 SETS PER CASE | Y
SMB2017--02-16 | Weatherstripping - Type I | 10.67 | EFI | VISCO PRODUCTS | DSO60 W/W Wide Vinyl | 3540.512 | 12 |  |  | WHITE | 17 | Wide White Vinyl Carrier / White Q-Lon | Y
SMB2017--02-16 | Weatherstripping - Type I | 10.9 | Whole Energy and Hardware Inc. | WEH | DS060 | DS060 | 20 |  | NARROW | WHITE OR BROWN |  |  | y
SMB2017--02-16 | Weatherstripping - Type I | 11.17 | J&R Products Inc. | J&R Products Inc. | UW-125 | UW-125 | 25 |  |  | BROWN | 13.76 | 25 SETS PER CASE | Y
SMB2017--02-16 | Weatherstripping - Type I | 11.17 | J&R Products Inc. | J&R Products Inc. | UW-126 | UW-126 | 25 |  |  | WHITE FOAM & ALUMINUM | 13.76 | 25 SETS PER CASE | Y
SMB2017--02-16 | Weatherstripping - Type I | 11.65 | J&R Products Inc. | AMC | DS061W-WHITE | 80285 | 12 |  | 1 3/8" | WHITE | 14.95 | 12 SETS PER CASE | Y
SMB2017--02-16 | Weatherstripping - Type I | 11.65 | J&R Products Inc. | AMC | DS061E-BROWN | 80286 | 12 |  | 1 3/8" | BROWN | 14.95 | 12 SETS PER CASE | Y
SMB2017--02-16 | Weatherstripping - Type I | 11.71 | Blevins Inc. | VISCO PRODUCTS | DS060Q | 219017 | 12 |  |  |  | 32.8 |  | Y
SMB2017--02-16 | Weatherstripping - Type I | 11.9 | EFI | VISCO PRODUCTS | DSO60 W-W Wood | 3540.507 | 12 |  |  | WHITE | 17 | Wood Carrier Primed White / White Q-Lon | Y
SMB2017--02-16 | Weatherstripping - Type I | 11.9 | EFI | VISCO PRODUCTS | DSO60 W-B Wood | 3540.508 | 12 |  |  | White/Brown | 17 | Wood Carrier Primed White / Brown Q-Lon | Y
SMB2017--02-16 | Weatherstripping - Type I | 11.9 | Whole Energy and Hardware Inc. | WEH | DS060 | DS060 | 12 |  | WIDE | WHITE OR BROWN | 26.09 |  | y
SMB2017--02-16 | Weatherstripping - Type I | 12.16 | EFI | VISCO PRODUCTS | DSO60 B/B Narrow Vinyl | 3540.511 | 15 |  |  | BROWN | 17 | Brown Narrow Vinyl Carrier / Brown Q-Lon | Y
SMB2017--02-16 | Weatherstripping - Type I | 12.16 | EFI | VISCO PRODUCTS | DSO60 W/W Narrow Vinyl | 3540.509 | 15 |  |  | WHITE | 17 | White Narrow Vinyl Carrier / White Q-Lon | Y
SMB2017--02-16 | Weatherstripping - Type I | 12.34 | J&R Products Inc. | J&R Products Inc. | 80250 | 80250 | 25 |  |  | WHITE FOAM & VINYL | 13.75 | 25 SETS PER CASE | Y
SMB2017--02-16 | Weatherstripping - Type I | 12.34 | J&R Products Inc. | J&R Products Inc. | 80251 | 80251 | 25 |  |  | TAN FOAM & VINYL | 13.75 | 25 SETS PER CASE | Y
SMB2017--02-16 | Weatherstripping - Type I | 12.48 | EFI | VISCO PRODUCTS | DSO60 B/B Wide Vinyl | 3540.513 | 12 |  |  | BROWN | 17 | Brown Wide Vinyl Carrier / Brown Q-Lon | Y
SMB2017--02-16 | Weatherstripping - Type I | 13.5 | Power Survey and Control Corp | VISCO PRODUCTS | DS-060 NARROW | P2012 | 30 |  |  | WHITE | 15 | NARROW | Y
SMB2017--02-16 | Weatherstripping - Type I | 14.25 | Power Survey and Control Corp | VISCO PRODUCTS | DS-060-WIDE PVC | P2013-PVC | 24 |  |  | WHITE | 18.5 |  | Y
SMB2017--02-16 | Weatherstripping - Type I | 17.43 | White's Lumber, Inc. | FROST KING | 80260 | 80260 | 2 |  |  | TAN | 17.43 |  | N
SMB2017--02-17 | Weatherstripping - Type II Pine w/ vinyl flange - Narrow or Wide | 8.9 | AM Conservation Group, Inc. | AM CONSERVATION | DS060NB | DS060NB | 12 |  | NARROW | BROWN |  |  | y
SMB2017--02-17 | Weatherstripping - Type II Pine w/ vinyl flange - Narrow or Wide | 8.9 | AM Conservation Group, Inc. | AM CONSERVATION | DS060NW | DS060NW | 12 |  | NARROW | WHITE |  |  | y
SMB2017--02-17 | Weatherstripping - Type II Pine w/ vinyl flange - Narrow or Wide | 9.9 | AM Conservation Group, Inc. | AM CONSERVATION | DS060WW | DS060WW | 12 |  | WIDE | WHITE | 15.9 |  | y
SMB2017--02-17 | Weatherstripping - Type II Pine w/ vinyl flange - Narrow or Wide | 9.9 | AM Conservation Group, Inc. | AM CONSERVATION | DS060WB | DS060WB | 12 |  | WIDE | BROWN | 15.9 |  | y
SMB2017--02-17 | Weatherstripping - Type II Pine w/ vinyl flange - Narrow or Wide | 10.9 | Whole Energy and Hardware Inc. | WEH | DS060W | DS060W | 12 |  | WIDE | WHITE | 24.09 |  | y
SMB2017--02-17 | Weatherstripping - Type II Pine w/ vinyl flange - Narrow or Wide | 11.93 | Blevins Inc. | VISCO PRODUCTS | DS060-WH-N PVC | 219015 | 15 |  | NARROW |  | 33.4 |  | Y
SMB2017--02-17 | Weatherstripping - Type II Pine w/ vinyl flange - Narrow or Wide | 11.93 | Blevins Inc. | VISCO PRODUCTS | DS060Q PVC WHT FOAM | 219016 | 12 |  | WIDE |  | 33.4 |  | Y
SMB2017--02-17 | Weatherstripping - Type II Pine w/ vinyl flange - Narrow or Wide | 12.76 | J&R Products Inc. | VISCO PRODUCTS | 060 | 80260 | 12 |  | WIDE | WHITE | 14.99 | 12 SETS PER CASE | Y
SMB2017--02-17 | Weatherstripping - Type II Pine w/ vinyl flange - Narrow or Wide | 12.76 | J&R Products Inc. | VISCO PRODUCTS | 061 | 80261 | 12 |  | WIDE | TAN | 14.99 | 12 SETS PER CASE | Y
SMB2017--02-17 | Weatherstripping - Type II Pine w/ vinyl flange - Narrow or Wide | 12.76 | J&R Products Inc. | VISCO PRODUCTS | 062 | 80262 | 12 |  | WIDE | BROWN | 14.99 | 12 SETS PER CASE | Y
SMB2017--02-17 | Weatherstripping - Type II Pine w/ vinyl flange - Narrow or Wide | 13.75 | Power Survey and Control Corp | VISCO PRODUCTS | ds-060-wood | P2011 | 24 |  |  | WHITE WOOD | 18.5 |  | Y
SMB2017--02-17 | Weatherstripping - Type II Pine w/ vinyl flange - Narrow or Wide | 16.99 | 84 Lumber | Weth-R-Strip | 88450 | 88450 | 100 |  | 3/8"x1"x7' | White |  | kit includes two 7' pieces and one 3' piece | Y
SMB2017--02-18 | Weatherstripping - Type II Aluminum w/ vinyl wedge | 8.19 | J&R Products Inc. | ULTRA | MD01040 | 15111 | 10 |  |  | ALUMINUM | 10.85 | 10 SETS PER CASE JAMB-UP DOOR WEATHERSTRIP | Y
SMB2017--02-18 | Weatherstripping - Type II Aluminum w/ vinyl wedge | 8.9 | AM Conservation Group, Inc. | AM CONSERVATION | KC500 | KC500 | 12 |  |  | GRAY (MILL) | 14.9 |  | y
SMB2017--02-18 | Weatherstripping - Type II Aluminum w/ vinyl wedge | 8.95 | J&R Products Inc. | AM CONSERVATION | KC500 | 19116 | 12 |  |  | ALUMINUM/BLACK | 9.99 | 12 SETS PER CASE WEDGE WEATHERSTRIP | Y
SMB2017--02-18 | Weatherstripping - Type II Aluminum w/ vinyl wedge | 9.07 | Positive Energy | AM CONSERVATION | KC500 | 4-140-3 | 12 |  | 84" | GRAY | 9.97 |  | y
SMB2017--02-18 | Weatherstripping - Type II Aluminum w/ vinyl wedge | 11.9 | Whole Energy and Hardware Inc. | WEH | WEHA225 | WEHA225 | 25 |  |  | ALUMINUM | 23.9 | CORNERS NOTCHED | y
SMB2017--02-18 | Weatherstripping - Type II Aluminum w/ vinyl wedge | 12.71 | Blevins Inc. | VISCO PRODUCTS | DS050AL | 219018 | 20 |  |  |  | 35.6 |  | Y
SMB2017--02-18 | Weatherstripping - Type II Aluminum w/ vinyl wedge | 13.29 | EFI | VISCO PRODUCTS | DXL Low Profile (White) | 3540.502 | 15 |  |  | WHITE | 20 | Low Profile White Carrier/ White Q-Lon | Y
SMB2017--02-18 | Weatherstripping - Type II Aluminum w/ vinyl wedge | 13.29 | EFI | VISCO PRODUCTS | DXL Low Profile (Brown) | 3540.503 | 15 |  |  | BROWN | 20 | Low Profile Brown Carrier / Brown Q-Lon | Y
SMB2017--02-18 | Weatherstripping - Type II Aluminum w/ vinyl wedge | 13.29 | EFI | VISCO PRODUCTS | DXL Low Profile (Mill) | 3540.501 | 15 |  |  | Mill / Black | 20 | Low Profile Mill Carrier / Black Q-Lon | Y
SMB2017--02-18 | Weatherstripping - Type II Aluminum w/ vinyl wedge | 13.29 | EFI | VISCO PRODUCTS | DSO50 (Mill) | 3540.504 | 20 |  |  | Mill / Gray | 20 | Standard Mill Carrier / Gray Q-Lon | Y
SMB2017--02-18 | Weatherstripping - Type II Aluminum w/ vinyl wedge | 13.29 | EFI | VISCO PRODUCTS | DSO50 (White) | 3540.505 | 20 |  |  | WHITE | 20 | Standard White Carrier / White Q-Lon | Y
SMB2017--02-18 | Weatherstripping - Type II Aluminum w/ vinyl wedge | 13.29 | EFI | VISCO PRODUCTS | DSO50 | 3540.506 | 20 |  |  | BROWN | 20 | Standard Brown Carrier / Brown Q-Lon | Y
SMB2017--02-18 | Weatherstripping - Type II Aluminum w/ vinyl wedge | 13.5 | Whole Energy and Hardware Inc. | WEH | DS050 | DS050 | 20 |  |  | WHITE OR BROWN | 30.89 | mitred corners, possible discount on regular orders, Q-Lon metal, three similar styles available! Also available with vinyl nail up flange and also kerf fit flange #600. | y
SMB2017--02-19 | Door Sweeps - Type I | 1.68 | AM Conservation Group, Inc. | AM CONSERVATION | V110 | V110 | 50 |  |  | GRAY (MILL) | 2.88 |  | y
SMB2017--02-19 | Door Sweeps - Type I | 1.73 | EFI | AM CONSERVATION | TSV325L-G | 3550.166 | 50 |  | 36" | GRAY | 2.5 |  | Y
SMB2017--02-19 | Door Sweeps - Type I | 1.89 | Whole Energy and Hardware Inc. | WEH | DS8236 | DS8236 | 50 |  |  | ALUMINUM | 4.89 | Also available in other widths and colors. Single flange available at $1.49. | y
SMB2017--02-19 | Door Sweeps - Type I | 3.47 | White's Lumber, Inc. | MD BUILDING PRODUCTS | MD05090 | MD05090 | 12 |  | 36" | BROWN | 3.47 |  | N
SMB2017--02-19 | Door Sweeps - Type I | 4.29 | Whole Energy and Hardware Inc. | WEH | DSBR36 | DSBR36 | 20 |  |  | WHITE OR BROWN | 11.9 | Brush door sweep that is attached with self adhesive or screws. Fasteners are concealed. Superior product. | y
SMB2017--02-19 | Door Sweeps - Type I | 4.45 | J&R Products Inc. | ULTRA | 69612 | 19117 | 6 |  |  | ALUMINUM/GRAY | 5.29 | 6 PER CASE SINGLE DOOR SWEEP | Y
SMB2017--02-19 | Door Sweeps - Type I | 4.78 | Blevins Inc. | VISCO PRODUCTS | HS051AL36 | 219028 | 1 |  |  |  | 11.48 |  | Y
SMB2017--02-19 | Door Sweeps - Type I | 4.89 | Whole Energy and Hardware Inc. | WEH | DS-EXV | DS-EXV | 50 |  | 2.25" | ALUMINUM | 9.67 | heavy duty single flange doorsweep | y
SMB2017--02-20 | Door Sweeps - Type II | 2.09 | AM Conservation Group, Inc. | AM CONSERVATION | TSV325L | TSV325L | 50 |  |  | GRAY (MILL) | 4.25 |  | y
SMB2017--02-20 | Door Sweeps - Type II | 2.2 | Blevins Inc. | VISCO PRODUCTS | TS100AL-36 | 219025 | 1 |  |  |  | 6.6 |  | Y
SMB2017--02-20 | Door Sweeps - Type II | 2.23 | EFI | VISCO PRODUCTS | TS-100 (Mill) | 3540.514 | 50 |  | 36" | Mill / Gray | 4 | Mill Carrier / Gray Flanges | Y
SMB2017--02-20 | Door Sweeps - Type II | 2.23 | EFI | VISCO PRODUCTS | TS-100 (White) | 3540.515 | 50 |  | 36" | White / Gray | 4 | White Carrier / Gray Flanges | Y
SMB2017--02-20 | Door Sweeps - Type II | 2.23 | EFI | VISCO PRODUCTS | TS-100 (Brown) | 3540.516 | 50 |  | 36" | Brown / Gray | 4 | Brown Carrier / Gray Flanges | Y
SMB2017--02-20 | Door Sweeps - Type II | 2.25 | J&R Products Inc. | AM CONSERVATION | TSV325L | AS-361 | 50 |  |  | ALUMINUM/GRAY | 3.5 | 50/CASE TRIPLE FLANGE SWEEP | Y
SMB2017--02-20 | Door Sweeps - Type II | 2.39 | AM Conservation Group, Inc. | AM CONSERVATION | TSV325L | TSV325L | 50 |  |  | WHITE |  |  | y
SMB2017--02-20 | Door Sweeps - Type II | 2.39 | AM Conservation Group, Inc. | AM CONSERVATION | TSV325L | TSV325L | 50 |  |  | BROWN |  |  | y
SMB2017--02-20 | Door Sweeps - Type II | 2.98 | Power Survey and Control Corp | VISCO PRODUCTS | TS-100 | P2043-HD | 50 |  |  | GRAY | 4.2 |  | Y
SMB2017--02-20 | Door Sweeps - Type II | 3.03 | Positive Energy | VISCO PRODUCTS | ATSV325L | 4-210-1 | 12 |  | 36" | GRAY | 3.33 |  | y
SMB2017--02-20 | Door Sweeps - Type II | 4.69 | Whole Energy and Hardware Inc. | WEH | DSEXV36 | DSEXV36 | 50 |  |  | ALUMINUM | 9.56 | heavy duty single flange doorsweep | y
SMB2017--02-21 | Air Conditioner Covers - Vinyl 25"W x 27"H x 18"D | 2.9 | Lowe's Home Centers, LLC | FROST KING | AC2 | 96258 | 1 |  | 18 x 27 x 16 | GRAY | 5.18 |  | Y
SMB2017--02-21 | Air Conditioner Covers - Vinyl 25"W x 27"H x 18"D | 5.36 | Lowe's Home Centers, LLC | FROST KING | AC5H | 96264 | 1 |  | 18 x 27 x 30 | GRAY | 8.78 |  | Y
SMB2017--02-21 | Air Conditioner Covers - Vinyl 25"W x 27"H x 18"D | 6.79 | Whole Energy and Hardware Inc. | FROST KING | AC2H | AC2H | 12 |  |  | WHITE | 10.9 |  | y
SMB2017--02-21 | Air Conditioner Covers - Vinyl 25"W x 27"H x 18"D | 9.51 | Lowe's Home Centers, LLC | FROST KING | CC32X | 96296 | 1 |  | 30 x 34 x 34 | GRAY | 16.98 |  | Y
SMB2017--02-21 | Air Conditioner Covers - Vinyl 25"W x 27"H x 18"D | 10.71 | Lowe's Home Centers, LLC | FROST KING | CC36XH | 618437 | 1 |  | 36 x 48 x 34 | GRAY | 14.97 |  | Y
SMB2017--02-22 | Air Conditioner Covers - Vinyl 27"W x 18"H x 18"D | 4.9 | Blevins Inc. | FROST KING | AC2H | 270502 | 1 |  | 27X18X16 |  | 10 |  | Y
SMB2017--02-22 | Air Conditioner Covers - Vinyl 27"W x 18"H x 18"D | 4.9 | J&R Products Inc. | WJ DENNIS CO | 17 | 25501 | 12 |  | 27 X 18 X 18 | GRAY | 4.95 | 12 PER CASE | Y
SMB2017--02-22 | Air Conditioner Covers - Vinyl 27"W x 18"H x 18"D | 7.89 | Whole Energy and Hardware Inc. | FROSTKING | AC3H | AC3H | 12 |  |  | WHITE | 11.9 |  | y
SMB2017--02-23 | Air Conditioner Covers - Vinyl 27"W x 18"H x 22"D | 5 | Blevins Inc. | FROST KING | AC3H | 270503 | 1 |  |  |  | 12 |  | Y
SMB2017--02-23 | Air Conditioner Covers - Vinyl 27"W x 18"H x 22"D | 5.3 | J&R Products Inc. | WJ DENNIS CO | 20 | 25503 | 12 |  |  | GRAY | 5.65 | 12 PER CASE | Y
SMB2017--02-23 | Air Conditioner Covers - Vinyl 27"W x 18"H x 22"D | 8.69 | Whole Energy and Hardware Inc. | FROST KING | AC5H | AC5H | 12 |  |  | WHITE | 12.9 |  | y
SMB2017--02-23 | Air Conditioner Covers - Vinyl 27"W x 18"H x 22"D | 8.69 | Whole Energy and Hardware Inc. | FROST KING | AC9H | AC9H | 12 |  |  | WHITE | 18.78 | insulated, quilted | y
SMB2017--02-24 | Air Conditioner Covers - Vinyl 27"W x 20"H x 30"D | 5.82 | J&R Products Inc. | WJ DENNIS CO | 21 | 25504 | 12 |  |  | GRAY | 6.65 | 12 PER CASE | Y
SMB2017--02-24 | Air Conditioner Covers - Vinyl 27"W x 20"H x 30"D | 6.43 | Blevins Inc. | FROST KING | AC5H | 270504 | 1 |  | 28W X 20H X 30D |  | 18 |  | Y
SMB2017--02-24 | Air Conditioner Covers - Vinyl 27"W x 20"H x 30"D | 9.79 | Whole Energy and Hardware Inc. | FROST KING | AC11H | AC11H | 12 |  |  | WHITE | 33.09 | insulated, quilted | y
SMB2017--02-25 | Air Conditioner Cover - Interior | 8.69 | Whole Energy and Hardware Inc. | FROST KING | AC9H | AC9H | 12 |  |  | WHITE | 18.78 | insulated, quilted | y
SMB2017--02-25 | Air Conditioner Cover - Interior | 9.79 | Whole Energy and Hardware Inc. | FROST KING | AC11H | AC11H | 12 |  |  | WHITE | 33.09 | insulated, quilted | y
SMB2017--02-25 | Air Conditioner Cover - Interior | 10.36 | Blevins Inc. | FROST KING | AC9H | 270505 | 1 |  | FITS UP TO 18IN X 25IN |  | 29 |  | Y
SMB2017--02-25 | Air Conditioner Cover - Interior | 12.14 | Blevins Inc. | FROST KING | AC11H | 270506 | 1 |  | FITS UP TO 20IN X28IN |  | 34 |  | Y
SMB2017--02-25 | Air Conditioner Cover - Interior | 46.8 | AM Conservation Group, Inc. | ENCORE PLASTICS | N/A | N/A | 1 |  | 4" | WHITE OR BROWN |  | MUST CALL FOR SIZING | y
SMB2017--02-25 | Air Conditioner Cover - Interior | 52.8 | AM Conservation Group, Inc. | ENCORE PLASTICS | N/A | N/A | 1 |  | 6" | WHITE OR BROWN |  | MUST CALL FOR SIZING | y
SMB2017--02-25 | Air Conditioner Cover - Interior | 58.9 | AM Conservation Group, Inc. | ENCORE PLASTICS | N/A | N/A | 1 |  | 8" | WHITE OR BROWN |  | MUST CALL FOR SIZING | y
SMB2017--02-26 | Hot Water Tank Wraps | 11.84 | Blevins Inc. | FROST KING | SP57/67 | 270500 | 1 |  | 2IN X 48IN X 75IN R-6.7 |  | 37.4 |  | Y
SMB2017--02-26 | Hot Water Tank Wraps | 12.1 | Lowe's Home Centers, LLC | FROST KING | SP57167 | 24413 | 1 |  |  | GRAY | 21.57 |  | Y
SMB2017--02-26 | Hot Water Tank Wraps | 12.43 | EFI | Thermwell Products / Frost King | SP57-11C | 4020.603 | 4 |  |  | WHITE | 16.95 |  | Y
SMB2017--02-26 | Hot Water Tank Wraps | 13.72 | White's Lumber, Inc. | MD BUILDING PRODUCTS | 5922166 | 5922166 | 4 |  | 11 1/2 x 9 x 26 | WHITE | 13.72 |  | N
SMB2017--02-26 | Hot Water Tank Wraps | 14.5 | WILLIAMSON BUILDING SUPPLY | THERMWELL | SP57-5 | 381392 | 1 |  |  | WHITE | 14.5 |  | N
SMB2017--02-26 | Hot Water Tank Wraps | 14.65 | J&R Products Inc. | SILVERCOTE | 2 X 48 X 75 | HJ-069 | 4 |  | 2" X 48" X 75" | WHITE | 16.5 | 4 PER CASE R-6 VINYL FACED FIBERGLASS | Y
SMB2017--02-26 | Hot Water Tank Wraps | 15.91 | J&R Products Inc. | SILVERCOTE | 1153BK | HJ-011 | 4 |  | 3.5" X 48" X 75" | WHITE | 27.5 | 4 PER CASE R-11 VINYL FACED FIBERGLASS | Y
SMB2017--02-26 | Hot Water Tank Wraps | 22.5 | Whole Energy and Hardware Inc. | WEH | WEHR7B | WEHR7B | 24 |  | 2"X48X75" | WHITE | 33.9 |  | y
SMB2017--02-26 | Hot Water Tank Wraps | 25.9 | AM Conservation Group, Inc. | AM CONSERVATION | TW008 | TW008 | 4 |  |  | WHITE | 39.8 |  | y
SMB2017--02-26 | Hot Water Tank Wraps | 27.67 | Blevins Inc. | AM CONSERVATION | TW011 | 270507 | 1 |  |  |  | 83 |  | Y
SMB2017--02-26 | Hot Water Tank Wraps | 27.9 | Whole Energy and Hardware Inc. | WEH | WEHR11V | WEHR11V | 24 |  | 48X75 | WHITE | 43.9 |  | y
SMB2017--02-27 | Pipe Wrap Insulation | 0.2 | GENERAL INSULATION CO INC. | NOMACO | NOMACO | 5/8X1/2 | 6FT |  | 1/2" COPPER | GRAY | 0.5 | pricing per foot | Y
SMB2017--02-27 | Pipe Wrap Insulation | 0.25 | Power Survey and Control Corp | NAMACO | 5/8 | P4013 | 300 |  | 6' | GRAY | 0.38 | THERMACEL SEMI-SLIT | Y
SMB2017--02-27 | Pipe Wrap Insulation | 0.25 | GENERAL INSULATION CO INC. | NOMACO | NOMACO | 7/8X1/2 | 6FT |  | 3/4" COPPER | GRAY | 0.6 | pricing per foot | Y
SMB2017--02-27 | Pipe Wrap Insulation | 0.3 | Power Survey and Control Corp | NAMACO | 7/8 | P4014 | 240 |  | 6' | GRAY | 0.42 | THERMACEL SEMI-SLIT | Y
SMB2017--02-27 | Pipe Wrap Insulation | 0.57 | Lowe's Home Centers, LLC | FROST KING | P10XB/6 | 24421 | 1 |  | 1/2-in x 6-ft | BLACK | 0.97 |  | Y
SMB2017--02-27 | Pipe Wrap Insulation | 0.73 | Lowe's Home Centers, LLC | FROST KING | P11XB/6 | 24433 | 1 |  | 0.75-in x 6-ft | GRAY | 1.18 |  | Y
SMB2017--02-27 | Pipe Wrap Insulation | 0.78 | Lowe's Home Centers, LLC | FROST KING | S10XB/6 | 21411 | 1 |  | 1/2-in x 6-ft | BLACK | 1.64 |  | Y
SMB2017--02-27 | Pipe Wrap Insulation | 0.9 | Blevins Inc. | FROST KING | P10XB/6 | 270525 | 1 |  | 1/2IN X 6FT LENGTH R-2.3 |  | 1.8 |  | Y
SMB2017--02-27 | Pipe Wrap Insulation | 0.9 | White's Lumber, Inc. | QUICK R PRODUCTS | 12WRAP6 | 12WRAP6 | 70 |  | 6' | BLACK | 0.9 |  | N
SMB2017--02-27 | Pipe Wrap Insulation | 0.95 | Lowe's Home Centers, LLC | FROST KING | S11XB/6 | 21415 | 1 |  | 3/4-in x 6-ft | BLACK | 2.48 |  | Y
SMB2017--02-27 | Pipe Wrap Insulation | 1.1 | Blevins Inc. | FROST KING | P11XB/6 | 270526 | 1 |  | 3/4IN X 6FT LENGTH R-2.1 |  | 2.2 |  | Y
SMB2017--02-27 | Pipe Wrap Insulation | 1.67 | EFI | FROST KING | 4pk P10X 1/2 | 4000.032 | 24 |  | 3' | BLACK | 3.25 | 4-Pack of 3' Pieces | Y
SMB2017--02-27 | Pipe Wrap Insulation | 1.98 | Lowe's Home Centers, LLC | FROST KING | RS510XB/6 | 21364 | 1 |  | 3/4-in x 6-ft | BLACK | 5.25 |  | Y
SMB2017--02-27 | Pipe Wrap Insulation | 2.2 | EFI | FROST KING | 4pk p11x 3/4 | 4000.033 | 24 |  | 3' | BLACK | 3.6 | 4-Pack of 3' Pieces | Y
SMB2017--02-27 | Pipe Wrap Insulation | 2.4 | Lowe's Home Centers, LLC | FROST KING | RS511XB/6 | 21374 | 1 |  | 3/4-in x 6-ft | BLACK | 6.25 |  | Y
SMB2017--02-27 | Pipe Wrap Insulation | 2.59 | Whole Energy and Hardware Inc. | NOMACO | 05812x6 | 05812x6 | 50 |  | 6 ft | GRAY | 3.76 | Fits 1/2" copper, Every size up to 4" in stock. | y
SMB2017--02-27 | Pipe Wrap Insulation | 2.89 | Whole Energy and Hardware Inc. | NOMACO | 07812X6 | 07812X6 | 40 |  | 6 ft | GRAY | 3.9 | Fits 3/4" copper | y
SMB2017--02-27 | Pipe Wrap Insulation | 3.09 | Whole Energy and Hardware Inc. | NOMACO | 11812x6 | 11812x6 | 50 |  | 6 ft | GRAY | 4.89 | 1 inch copper size. All wall thickness's and diameters up to 4 inch in stock | y
SMB2017--02-27 | Pipe Wrap Insulation | 5.5 | WILLIAMSON BUILDING SUPPLY | THERMWELL | P12 | 389353 | 1 |  | 4 @ 3' | BLACK | 5.5 |  | N
SMB2017--02-27 | Pipe Wrap Insulation | 9.7 | Blevins Inc. | FROST KING | RS711XB/6 | 270522 | 1 |  | 3/4IN X 6FT LENGTH R-5.1 |  | 19.4 |  | Y
SMB2017--02-27 | Pipe Wrap Insulation | 30.15 | AM Conservation Group, Inc. | PLASTIC TECHNOLOGY | PI011 | PI011 | 1 | CASE | 3/4" X 3' | BLACK |  | 28PCS/CASE | y
SMB2017--02-27 | Pipe Wrap Insulation | 33.8 | AM Conservation Group, Inc. | PLASTIC TECHNOLOGY | PI010 | PI010 | 1 | CASE | 3' | BLACK |  | 43PCS/CASE | y
SMB2017--02-27 | Pipe Wrap Insulation | 112.84 | J&R Products Inc. | WJ DENNIS CO | PC2-6SS | PC-075 | 1 | BOX | 6' - 300FT | DARK GRAY | 150.8 | 1 BOX CONTAINS 50 6' SECTIONS - COST COMES TO $.38 PER FT | Y
SMB2017--02-27 | Pipe Wrap Insulation | 130.45 | J&R Products Inc. | WJ DENNIS CO | PC1-6SS | PC-050 | 1 | BOX | 6' - 420FT | DARK GRAY | 179.4 | 1 BOX CONTAINS 70 6' SECTIONS-COST COMES TO $.31 PER FT | Y
SMB2017--02-28 | Attic hatch insulation covers | 45.89 | Lowe's Home Centers, LLC | OWENS CORNING | AS2 | 315681 | 1 |  | 9.5625 sq ft |  | 53.98 | Owens Corning Attic Stairway Insulator II R10 9.5625-sq ft Faced Fiberglass Batt Insulation (25.5-in W x 54-in L) | Y
SMB2017--02-28 | Attic hatch insulation covers | 50 | Blevins Inc. | ESS ENERGY PRODUCTS | HU1-38-11A | 270489 | 1 |  |  |  | 140 | UNIVERSAL HATCH COVER R-38 | Y
SMB2017--02-28 | Attic hatch insulation covers | 60 | R & D Services | ESS ENERGY PRODUCTS | Hatch speed Adhesive | 10- Adheshive | 4 | 28OZ | 6 | WHITE | 15 | Special speed adhesive for the hatch covers,4 tubes covers 1hatch cover | Y
SMB2017--02-28 | Attic hatch insulation covers | 63.18 | J&R Products Inc. | ESS ENERGY PRODUCTS | HU1-38-10A | EG-111 | 1 |  | 34 | WHITE | 61 |  | Y
SMB2017--02-28 | Attic hatch insulation covers | 85.3 | EFI | Insulsure / Attic Tent | AT-2 | 3570.31 | 1 |  | 25"x54"x7" | GRAY | 199.95 |  | Y
SMB2017--02-28 | Attic hatch insulation covers | 91.4 | EFI | Insulsure /Attic Tent | Attic Tent AT-1 | 3570.3 | 1 |  | 22"x54"x7" | GRAY | 199.95 |  | Y
SMB2017--02-28 | Attic hatch insulation covers | 109.7 | EFI | Insulsure /Attic Tent | AT-3 | 3570.32 | 1 |  | 22"x54"x13" | GRAY | 219.95 |  | Y
SMB2017--02-28 | Attic hatch insulation covers | 109.7 | EFI | Insulsure /Attic Tent | AT-4 | 3570.33 | 1 |  | 25"x54"x13" | GRAY | 219.95 |  | Y
SMB2017--02-28 | Attic hatch insulation covers | 110 | Blevins Inc. | ESS ENERGY PRODUCTS | PT1-38-11A | 270472 | 1 |  |  |  | 308 | PULL DOWN LADDER TRUSSED R-38 | Y
SMB2017--02-28 | Attic hatch insulation covers | 110 | R & D Services | ESS ENERGY PRODUCTS | Universal Hatch,R-38 | HU1-38-10A | 1 |  |  | WHITE | 110 | standard cover for most houses | Y
SMB2017--02-28 | Attic hatch insulation covers | 117.5 | EFI | Insulsure / Thermax | Thermax Dome | 3570.011 | 1 |  | 62" x 30" x 12" | GRAY | 165 |  | Y
SMB2017--02-28 | Attic hatch insulation covers | 129 | General Insulation Co. | Therma-Dome Attic Cover | TD-ASC | 64804 | 1 |  |  | Silver | 199 |  | Y
SMB2017--02-28 | Attic hatch insulation covers | 137.7 | EFI | Insulsure /Attic Tent | AT-5 | 3570.34 | 1 |  | 30"x60"x13" | GRAY | 229.95 |  | Y
SMB2017--02-28 | Attic hatch insulation covers | 157.14 | Blevins Inc. | ESS ENERGY PRODUCTS | PS1-38-11A | 270470 | 1 |  |  |  | 440 | PULL DOWN LADDER TRUSSED R-39 | Y
SMB2017--02-28 | Attic hatch insulation covers | 215 | R & D Services | ESS ENERGY PRODUCTS | Standard Pull Down Hatch R-38 | PS-138-11A | 1 |  |  | WHITE | 215 | Standard hatch fits most houses | Y
SMB2017--02-28 | Attic hatch insulation covers | 215 | R & D Services | ESS ENERGY PRODUCTS | Truss Pull Down Hatch R-38 | PT1-38-11A | 1 |  |  | WHITE | 215 | TRUSS ROOFS ONLY | Y
SMB2017--02-29 | Recessed Light Protective Covers | 7 | J&R Products Inc. | INSULATION SOLUTIONS | IL-10S | IL-100 | 10 | BUNDLE | 10" X 10" X 12" |  | 7.29 | MINIMUM ORDER OF 10 PER BUNDLE/FULL BUNDLE EQUALS 25 COVERS - SOLID | Y
SMB2017--02-29 | Recessed Light Protective Covers | 7 | J&R Products Inc. | INSULATION SOLUTIONS | IL-10 | IL-102 | 10 | BUNDLE | 10" X 10" X 12" |  | 7.29 | MINIMUM ORDER OF 10 PER BUNDLE/FULL BUNDLE EQUALS 25 COVERS - VENTED | Y
SMB2017--02-29 | Recessed Light Protective Covers | 7.25 | J&R Products Inc. | INSULATION SOLUTIONS | IL-12S | IL-101 | 10 | BUNDLE | 12" X 12" X 14" |  | 7.99 | MINIMUM ORDER OF 10 PER BUNDLE/FULL BUNDLE EQUALS 25 COVERS - SOLID | Y
SMB2017--02-29 | Recessed Light Protective Covers | 7.25 | J&R Products Inc. | INSULATION SOLUTIONS | IL-12 | IL-103 | 10 | BUNDLE | 12" X 12" X 14" |  | 7.99 | MINIMUM ORDER OF 10 PER BUNDLE/FULL BUNDLE EQUALS 25 COVERS - VENTED | Y
SMB2017--02-29 | Recessed Light Protective Covers | 10.95 | J&R Products Inc. | INSULATION SOLUTIONS | ILPP-10S | IL-104 | 25 | BUNDLE | 10" X 10" X 12" |  | 10.95 | SOLID COVERS | Y
SMB2017--02-29 | Recessed Light Protective Covers | 10.95 | J&R Products Inc. | INSULATION SOLUTIONS | ILPP-10V | IL-105 | 25 | BUNDLE | 10" X 10" X 12" |  | 10.95 | VENTED COVERS | Y
SMB2017--02-29 | Recessed Light Protective Covers | 11.5 | GENERAL INSULATION CO INC. | TENMAT | TENMAT | FF130-E | 10 |  |  |  | 30 |  | Y
SMB2017--02-29 | Recessed Light Protective Covers | 12 | J&R Products Inc. | TENMAT | FF130E | LC-915 | 20 | CASE |  |  | 16.25 | FIRE RESISTANT MINERAL WOOL | Y
SMB2017--02-29 | Recessed Light Protective Covers | 13.3 | J&R Products Inc. | CAN COVER IT | LOW PROFILE | CC-1214 | 10 | CASE | 13" X 13" X 11.5" |  | 15.95 | 10/CASE | Y
SMB2017--02-29 | Recessed Light Protective Covers | 13.4 | Power Survey and Control Corp | TENMAT | FF130E TENMAT RECESSED | P1060-01 | 20 |  |  |  | 16.2 |  | Y
SMB2017--02-29 | Recessed Light Protective Covers | 13.5 | General Insulation Co. | TENMAT FF130E | FF130E | 61882 | 20 |  |  |  | 20.9 |  | Y
SMB2017--02-29 | Recessed Light Protective Covers | 13.99 | Whole Energy and Hardware Inc. | WEH | RPL1 | RPL1 | 20 |  |  |  | 34.9 | insulated recessed light protector | y
SMB2017--02-29 | Recessed Light Protective Covers | 14.03 | EFI | ECO Cycle Solutions | CanCoverIt Low Profile | 5700.32 | 10 |  | 14Lx14Wx12H |  | 16.44 |  | Y
SMB2017--02-29 | Recessed Light Protective Covers | 16.3 | J&R Products Inc. | CAN COVER IT | Universal | CC-2214 | 6 | CASE | 13" X 13" X 21.5" |  | 17.95 | 6/CASE | Y
SMB2017--02-29 | Recessed Light Protective Covers | 17.03 | EFI | ECO Cycle Solutions | CanCoverIt - Universal | 5700.31 | 10 |  | 14Lx14Wx22H |  | 19.94 |  | Y
SMB2017--02-30 | Double reflective foil insulation | 17.05 | GENERAL INSULATION CO INC. | ATLAS | ATLAS | 1 | 1 | SHEET | 1" 4FTX8FT FOIL BOTH SIDES |  |  |  | Y
SMB2017--02-30 | Double reflective foil insulation | 18.41 | Power Survey and Control Corp | ATLAS | ES148 | P5001 | 23 |  |  | 1" X 4' X 8' | 26.8 |  | Y
SMB2017--02-30 | Double reflective foil insulation | 27.75 | GENERAL INSULATION CO INC. | ATLAS | ATLAS | 2 | 1 | SHEET | 2" THICK 4FTX8FT FOIL BOTH SIDES |  |  |  | Y
SMB2017--02-30 | Double reflective foil insulation | 29.25 | Power Survey and Control Corp | ATLAS | ES248 | P5002 | 23 |  |  | 2" X 4' X 8' | 34.25 |  | Y
SMB2017--02-30 | Double reflective foil insulation | 39.6 | White's Lumber, Inc. | REFLECTIX INC | ST1625 | 16RT125 | 1 |  | 6X125 |  |  |  | N
SMB2017--02-30 | Double reflective foil insulation | 75 | Energy Efficient Solutions | ARMA FOIL | RB48 | AF500 | 1 | 11lbs | 500SF |  | 109.95 |  | y
SMB2017--02-30 | Double reflective foil insulation | 114 | General Insulation Co. | RFOIL Bubble/Foil 48 | 2290-48-125 | 65625 | 1 |  | 48" x 125' |  | 199 |  | Y
SMB2017--02-30 | Double reflective foil insulation | 138.05 | EFI | Innovative Energy / Reach | DD24125 Reflective Air | 4030.06 | 2 |  | 2'W x 125'L |  | 142 |  | Y
SMB2017--02-30 | Double reflective foil insulation | 209 | Whole Energy and Hardware Inc. | ASTROFOIL | AF4125 | AF4125 | 1 |  | 4'X125' | WHITE OR FOIL | 560 | other sizes available at proportional prices | y
SMB2017--02-31 | Double Reflective, Double Bubble Foil Insulation | 34.73 | Lowe's Home Centers, LLC | REFLECTIX INC | BP48025 | 13358 | 1 |  | 100SF | SILVER | 41.95 | Reflectix 100-sq ft Reflective Roll Insulation (48-in W x 25-ft L) | Y
SMB2017--02-31 | Double Reflective, Double Bubble Foil Insulation | 47.5 | GENERAL INSULATION CO INC. | RFOIL | RFOIL | 16X125 | 1 | ROLL | 16X125 | SILVER | 90 |  | Y
SMB2017--02-31 | Double Reflective, Double Bubble Foil Insulation | 56.3 | GENERAL INSULATION CO INC. | RFOIL | RFOIL | 60X50 R4.2 | 1 | ROLL | 60"X50' | SILVER | 125 | R-4.2 WITH SPACER R-6 | Y
SMB2017--02-31 | Double Reflective, Double Bubble Foil Insulation | 58.25 | Power Survey and Control Corp | RFOIL | 2222-16-125 | P4042-16 | 3 |  |  | 125' X 16" X 2" | 68.22 | R 4.2 | Y
SMB2017--02-31 | Double Reflective, Double Bubble Foil Insulation | 72.73 | Blevins Inc. | TVM BUILDING PRODUCTS | 2290-48-050 | 270534 | 1 |  | 4FT X 50FT |  | 160 |  | Y
SMB2017--02-31 | Double Reflective, Double Bubble Foil Insulation | 99 | Energy Efficient Solutions | BUBBLE FOIL | DBDF | DBDF48"X75' | 1 | 50lbs | 75'x48"x3/16" | Silver | 200 |  | Y
SMB2017--02-31 | Double Reflective, Double Bubble Foil Insulation | 105 | GENERAL INSULATION CO INC. | RFOIL | RFOIL | 48X125 R4.2 | 1 | ROLL | 48X125 | SILVER | 210 | R-4.2 WITH SPACER R-6 | Y
SMB2017--02-31 | Double Reflective, Double Bubble Foil Insulation | 112.59 | GENERAL INSULATION CO INC. | RFOIL | RFOIL | 60X100 R4.2 | 1 | ROLL | 60"X100' | SILVER | 250 | R-4.2 WITH SPACER R-7 | Y
SMB2017--02-31 | Double Reflective, Double Bubble Foil Insulation | 123.27 | GENERAL INSULATION CO INC. | RFOIL | RFOIL | 48X50 R-8 | 1 | ROLL | 48"X50' | SILVER | 290 | R-8 | Y
SMB2017--02-31 | Double Reflective, Double Bubble Foil Insulation | 130 | Power Survey and Control Corp | RFOIL | 2290-48-125 | P4042-48 | 1 |  |  | 125' X 48" | 158 | R 4.2 | Y
SMB2017--02-31 | Double Reflective, Double Bubble Foil Insulation | 130.66 | Blevins Inc. | TVM BUILDING PRODUCTS | 2290-48-100 | 270529 | 1 |  | 4FT X 100FT |  | 339.72 |  | Y
SMB2017--02-31 | Double Reflective, Double Bubble Foil Insulation | 136.5 | Power Survey and Control Corp | RFOIL | 60X100 | P4042-60 | 1 |  |  | 60" X 100' | 162 | R 4.2 | Y
SMB2017--02-31 | Double Reflective, Double Bubble Foil Insulation | 147.5 | Power Survey and Control Corp | RFOIL | 2280-48-050 | P4043-48 | 1 |  |  | 48" X 50' | 198.2 | R-8 | Y
SMB2017--02-31 | Double Reflective, Double Bubble Foil Insulation | 150 | J&R Products Inc. | INSULATION SOLUTIONS | FBBF48 | DBF-4125 | 4 | ROLLS | 4' X 125' |  | 190 | 4 ROLLS MINIMUM MUST BE ABLE TO RECEIVE A TRUCK SHIPMENT | Y
SMB2017--02-31 | Double Reflective, Double Bubble Foil Insulation | 259 | Whole Energy and Hardware Inc. | ASTROFOIL | AF4125-2 | AF4125-2 | 1 |  | 4'X125' | WHITE OR FOIL | 478 | double bubble, double faced | y

## Lamps
Item Number | Item Name | Total Price | Supplier Name | Manufacturer Name | Model Number | Product # for Ordering | Min Qty | Retail Price | Watts | Lumens | Bulb Lite (hrs) | Dimmable | Vendor Notes | Southern Tier
SMB2017--03-01 | LED Torpedo W/Candelabra Base: 325 Lumens or greater | 2.49 | AM Conservation Group, Inc. | AM Conservation Group, Inc. | L05CDL2700K | L05CDL2700K | 50 | 3.88 | 5 | 325 | 25000 | Y |  | Y
SMB2017--03-01 | LED Torpedo W/Candelabra Base: 325 Lumens or greater | 2.66 | EFI | PHILLIPS | 9290012133 | 1100.1322 | 24 | 9.92 | 4.5 | 330 | 25000 | y |  | Y
SMB2017--03-01 | LED Torpedo W/Candelabra Base: 325 Lumens or greater | 3.25 | Fred Davis Corporation | EARTHTRONICS | LB13627D5 | 10240 | 24 | 4.75 | 6.5 | 500 | 25000 | Y |  | Y
SMB2017--03-01 | LED Torpedo W/Candelabra Base: 325 Lumens or greater | 5.31 | Positive Energy | TCP | LED5E12B1127K | LED5E12B1127K | 1 | 5.22 | 5 | 350 | 25000 | y |  | Y
SMB2017--03-01 | LED Torpedo W/Candelabra Base: 325 Lumens or greater | 7.25 | Country Line Electric | OSRAM | 79627 | SYL79627 | 6 | 13.5 | 7 | 500 | 15000 | Y |  | Y
SMB2017--03-01 | LED Torpedo W/Candelabra Base: 325 Lumens or greater | 7.36 | KT&T Distributors | PHILLIPS | 4.5B12/LED/827-22/E12/DIM 120V | PHI457127 | 100 | 9.09 | 4.5 | 330 | 25000 | Y |  | Y
SMB2017--03-02 | LED Torpedo W/E26 Base: 325 Lumens or greater | 2.8 | EFI | PHILLIPS | 9290011673A | 1100.1321 | 24 | 8.697 | 4.5 | 330 | 25000 | y | 457192 | Y
SMB2017--03-02 | LED Torpedo W/E26 Base: 325 Lumens or greater | 3.69 | AM Conservation Group, Inc. | TCP | LED5E26B1127K | LED5E26B1127K | 24 | 5.88 | 5 | 325 | 25000 | Y |  | Y
SMB2017--03-02 | LED Torpedo W/E26 Base: 325 Lumens or greater | 5.31 | Positive Energy | TCP | LED5E26B1127K | LED5E26B1127K | 1 | 5.22 | 5 | 350 | 25000 | y |  | Y
SMB2017--03-02 | LED Torpedo W/E26 Base: 325 Lumens or greater | 6.7 | Country Line Electric | OSRAM | 79626 | SYL79626 | 6 | 11.25 | 7 | 500 | 15000 | Y |  | Y
SMB2017--03-02 | LED Torpedo W/E26 Base: 325 Lumens or greater | 7.36 | KT&T Distributors | PHILLIPS | 4.5B | PHI457192 | 100 | 9.99 | 4.5 | 330 | 25000 | Y |  | Y
SMB2017--03-03 | LED A-Lamp 800 Lumens or greater | 1.79 | Fred Davis Corporation | EARTHTRONICS | LA19927V2 | 10327 | 48 | 2.65 | 9 | 810 | 15000 | Y |  | Y
SMB2017--03-03 | LED A-Lamp 800 Lumens or greater | 1.89 | Whole Energy and Hardware Inc. | EARTHTRONICS | 10327 | 10327 | 144 | 4.9 | 9.3 | 810 | 25000 | Y | Discounts avail on large orders. All color temps avail! | Y
SMB2017--03-03 | LED A-Lamp 800 Lumens or greater | 1.95 | AM Conservation Group, Inc. | AM CONSERVATION | L09A1927KENCL | L09A1927KENCL | 50 | 3.25 | 9 | 800 | 25000 | Y |  | Y
SMB2017--03-03 | LED A-Lamp 800 Lumens or greater | 2.25 | EFI | MAXLITE | 9A19LED27/G4 | 2010.301 | 48 | 3 | 9 | 800 | 15000 | n |  | Y
SMB2017--03-03 | LED A-Lamp 800 Lumens or greater | 2.28 | Positive Energy | TCP | LED9A1927K | LED9A1927K | 1 | 2.06 | 9 | 800 | 15000 | N |  | Y
SMB2017--03-03 | LED A-Lamp 800 Lumens or greater | 2.51 | EFI | TCP | LED9A19D27K | 2010.101 | 48 | 4 | 9 | 800 | 15000 | y | 9w TCP 2.0 A19 Dim | Y
SMB2017--03-03 | LED A-Lamp 800 Lumens or greater | 2.79 | Whole Energy and Hardware inc. | EARTHTRONICS | 10235 | 10253 | 144 | 4.9 | 9.4 | 810 | 25000 | Y |  | Y
SMB2017--03-03 | LED A-Lamp 800 Lumens or greater | 3.45 | Country Line Electric | OSRAM | 74436 | SYL74436 | 6 | 6.5 | 9 | 800 | 15000 | Y |  | Y
SMB2017--03-03 | LED A-Lamp 800 Lumens or greater | 3.49 | Blevins Inc. | AM CONSERVATION | LY09A1927KENCL | LY09A1927KENCL | 50 | 8.5 | 9 | 800 | 25000 | N |  | Y
SMB2017--03-03 | LED A-Lamp 800 Lumens or greater | 5.33 | Lowe's Home Centers, LLC | SYLVANIA | 74313 | 796589 | 1 | 6.98 | 9 | 800 | 15000 | Y | SYLVANIA 2-Pack 60 W Equivalent Dimmable Soft White A19 LED | Y
SMB2017--03-04 | LED A-Lamp 1100 Lumens or greater | 2.49 | Whole Energy and Hardware Inc. | EARTHTRONICS | 10331 | 10331 | 144 | 4.9 | 11 | 1100 | 15000 | y | 75 watt equiv A-lamp, all color temperatures available | Y
SMB2017--03-04 | LED A-Lamp 1100 Lumens or greater | 2.89 | Fred Davis Corporation | EARTHTRONICS | LA191127V2 | 10331 | 48 | 4.35 | 11 | 1100 | 15000 | Y |  | Y
SMB2017--03-04 | LED A-Lamp 1100 Lumens or greater | 2.92 | AM Conservation Group, Inc. | AM CONSERVATION | L611A1927K75WEQ | L611A1927K75WEQ | 50 | 6.88 | 11 | 1100 | 25000 | Y |  | Y
SMB2017--03-04 | LED A-Lamp 1100 Lumens or greater | 4.49 | Blevins Inc. | AM CONSERVATION | L611A1927K75WEQ | L611A1927K75WEQ | 50 | 9.5 | 11 | 1100 | 25000 | N |  | Y
SMB2017--03-04 | LED A-Lamp 1100 Lumens or greater | 4.75 | EFI | TCP | LED13A21DOD27k | 2010.102 | 24 | 7 | 13 | 1100 | 15000 | y | 2.0 LED A-21 | Y
SMB2017--03-04 | LED A-Lamp 1100 Lumens or greater | 4.98 | Whole Energy and Hardware Inc. | EARTHTRONICS | 10146 | 10146 | 96 | 7.9 | 13 | 1100 | 25000 | y | 75 watt equiv A-lamp, all color temperatures available | Y
SMB2017--03-04 | LED A-Lamp 1100 Lumens or greater | 6.19 | Lowe's Home Centers, LLC | SYLVANIA | 74316 | 796592 | 1 | 8.98 | 12 | 1100 | 15000 | y | SYLVANIA 75 W Equivalent Dimmable Soft White A19 LED | Y
SMB2017--03-04 | LED A-Lamp 1100 Lumens or greater | 12.88 | KT&T Distributors | PHILLIPS | 14A21/LED/827-22/DIM120V6/1 | PHI459073 | 60 | 16.99 | 14 | 1100 | 25000 | Y |  | Y
SMB2017--03-05 | LED A-Lamp 1600 Lumens or greater | 3.59 | Whole Energy and Hardware Inc. | EARTHTRONICS | 10333 | 10333 | 96 | 6.9 | 16 | 1600 | 15000 | y | 100 watt equiv Alamp. Other wattages and color temps are available | Y
SMB2017--03-05 | LED A-Lamp 1600 Lumens or greater | 3.94 | Fred Davis Corporation | EARTHTRONICS | LA211627V2 | 10333 | 48 | 6 | 16 | 1600 | 15000 | Y |  | Y
SMB2017--03-05 | LED A-Lamp 1600 Lumens or greater | 4.6 | AM Conservation Group, Inc. | AM CONSERVATION | L615A2127K100WE | L615A2127K100WE | 50 | 9.8 | 15 | 1600 | 25000 | Y |  | Y
SMB2017--03-05 | LED A-Lamp 1600 Lumens or greater | 6.5 | EFI | TCP | LED15A21D27K | 2010.103 | 12 | 8 | 15 | 1650 | 15000 | y | 2.0 LED A-21 | Y
SMB2017--03-05 | LED A-Lamp 1600 Lumens or greater | 6.75 | Country Line Electric | OSRAM | 74438 | SYL74438 | 6 | 8.5 | 16 | 1600 | 15000 | Y |  | Y
SMB2017--03-05 | LED A-Lamp 1600 Lumens or greater | 7.3 | Lowe's Home Centers, LLC | SYLVANIA | 74318 | 796594 | 1 | 11.98 | 16 | 1600 | 15000 | y | SYLVANIA 100 W Equivalent Dimmable Soft White A21 LED | Y
SMB2017--03-05 | LED A-Lamp 1600 Lumens or greater | 9.27 | Whole Energy and Hardware Inc. | EARTHTRONICS | 10147 | 10147 | 48 | 12.9 | 17 | 1600 | 25000 | y | 100 watt equiv | Y
SMB2017--03-05 | LED A-Lamp 1600 Lumens or greater | 15.81 | KT&T Distributors | PHILLIPS | 18A21/LED/827-22/Dim130V 6/1 | PHI459115 | 60 | 19.49 | 18 | 1600 | 25000 | Y |  | Y
SMB2017--03-06 | LED A-Lamp 800 Lumens or greater equal to or greater than 5000K | 1.79 | Fred Davis Corporation | EARTHTRONICS | LA19950V2 | 10330 | 48 | 2.65 | 9 | 810 | 15000 | Y |  | Y
SMB2017--03-06 | LED A-Lamp 800 Lumens or greater equal to or greater than 5000K | 1.89 | Whole Energy and Hardware Inc. | EARTHTRONICS | 10330 | 10330 | 144 | 6.9 | 9.3 | 810 | 15000 | y | Daylight 60 watt equiv A-lamp | Y
SMB2017--03-06 | LED A-Lamp 800 Lumens or greater equal to or greater than 5000K | 2.28 | Positive Energy | TCP | LED9A1950K | LED9A1950K | 1 | 2.06 | 9 | 850 | 25000 | N |  | Y
SMB2017--03-06 | LED A-Lamp 800 Lumens or greater equal to or greater than 5000K | 2.79 | Whole Energy and Hardware inc. | EARTHTRONICS | 10258 | 10258 | 144 | 5.9 | 9.4 | 810 | 25000 | y |  | Y
SMB2017--03-06 | LED A-Lamp 800 Lumens or greater equal to or greater than 5000K | 3.45 | Country Line Electric | OSRAM | 78039 | SYL78039 | 6 | 5.5 | 9 | 800 | 15000 | Y |  | Y
SMB2017--03-06 | LED A-Lamp 800 Lumens or greater equal to or greater than 5000K | 3.61 | EFI | SATCO | S9839 | S9839 | 24 | 5 | 9.5 | 800 | 25000 | y | 9.5A19/Omni/220/LED/50K | Y
SMB2017--03-06 | LED A-Lamp 800 Lumens or greater equal to or greater than 5000K | 5.35 | Lowe's Home Centers, LLC | SYLVANIA | 74315 | 796591 | 1 | 8.98 | 9 | 800 | 15000 | y | SYLVANIA 2-Pack 60 W Equivalent Dimmable Daylight A19 LED | Y
SMB2017--03-06 | LED A-Lamp 800 Lumens or greater equal to or greater than 5000K | 5.7 | KT&T Distributors | SATCO | 9.5A19/OMNI/220/LED/50K | SATCO9839 | 240 | 7.99 | 9.5 | 800 | 25000 | Y |  | Y
SMB2017--03-07 | LED A-Lamp 1100 Lumens or greater equal to or greater than 5000K | 2.89 | Fred Davis Corporation | EARTHTRONICS | LA191150V2 | 10332 | 48 | 4.35 | 11 | 1100 | 15000 | Y |  | Y
SMB2017--03-07 | LED A-Lamp 1100 Lumens or greater equal to or greater than 5000K | 6.11 | EFI | SATCO | S9813 | S9813 | 24 | 8 | 11.5 | 1100 | 25000 | y | 11.5A19/LED/5000K/1100L/120V/D | Y
SMB2017--03-07 | LED A-Lamp 1100 Lumens or greater equal to or greater than 5000K | 6.19 | Lowe's Home Centers, LLC | SYLVANIA | 74317 | 796593 | 1 | 9.98 | 12 | 1100 | 15000 | y | SYLVANIA 75 W Equivalent Dimmable Daylight A19 LED | Y
SMB2017--03-07 | LED A-Lamp 1100 Lumens or greater equal to or greater than 5000K | 9.31 | KT&T Distributors | SATCO | 11.5A19/LED/5000k/1100L/120V/D | SATCO9813 | 240 | 11.99 | 11.5 | 1100 | 25000 | Y |  | Y
SMB2017--03-08 | LED A-Lamp 1600 Lumens or greater equal to or greater than 5000K | 3.69 | Whole Energy and Hardware Inc. | EARTHTRONICS | 10334 | 10334 | 96 | 7.9 | 16 | 1600 | 15000 | y | Daylight 100 watt equiv A-lamp. DISCOUNTS avail on large orders. | Y
SMB2017--03-08 | LED A-Lamp 1600 Lumens or greater equal to or greater than 5000K | 3.94 | Fred Davis Corporation | EARTHTRONICS | LA211650V2 | 10334 | 48 | 6 | 16 | 1600 | 15000 | Y |  | Y
SMB2017--03-08 | LED A-Lamp 1600 Lumens or greater equal to or greater than 5000K | 6.65 | Country Line Electric | OSRAM | 73191 | SYL73191 | 6 | 8 | 16 | 1600 | 15000 | Y |  | Y
SMB2017--03-08 | LED A-Lamp 1600 Lumens or greater equal to or greater than 5000K | 7.3 | Lowe's Home Centers, LLC | SYLVANIA | 74319 | 796595 | 1 | 12.98 | 16 | 1600 | 15000 | y | SYLVANIA 100 W Equivalent Dimmable Daylight A21 LED | Y
SMB2017--03-08 | LED A-Lamp 1600 Lumens or greater equal to or greater than 5000K | 7.36 | EFI | SATCO | S9818 | S9818 | 24 | 9 | 15.5 | 1600 | 25000 | y | 15.5A19/LED/5000K/1100L/120V/D | Y
SMB2017--03-08 | LED A-Lamp 1600 Lumens or greater equal to or greater than 5000K | 12.34 | Positive Energy | TCP | LED18A21DOD50K | LED18A21DOD50K | 1 | 12.55 | 18 | 1675 | 25000 | Y |  | Y
SMB2017--03-08 | LED A-Lamp 1600 Lumens or greater equal to or greater than 5000K | 12.44 | KT&T Distributors | SATCO | 15.5A21/LED/5000K/1600L/120V/D | SATCO9818 | 60 | 14 | 15.5 | 1600 | 25000 | Y |  | Y
SMB2017--03-09 | LED A-Lamp Three Way | 4.29 | Whole Energy and Hardware inc. | EARTHTRONICS | 10353 | 10353 | 48 | 10.9 | 5/9/17 | 450/800/1600 | 15000 | N |  | Y
SMB2017--03-09 | LED A-Lamp Three Way | 4.75 | Fred Davis Corporation | EARTHTRONICS | 3WA211627V2 | 10353 | 24 | 7.5 | 5/9/17 | 450/800/1600 | 15000 | Y |  | Y
SMB2017--03-09 | LED A-Lamp Three Way | 4.98 | AM Conservation Group, Inc. | AM CONSERVATION | L615A213WAY27K | L615A213WAY27K | 50 | 12.9 | 9,11,15 | 800/1100/1600 | 25000 | N |  | Y
SMB2017--03-09 | LED A-Lamp Three Way | 7.15 | EFI | LSG/ECOSMART | 1001654095 | 2010.401 | 12 | 10 | 45/75/100 | 500/1100/1600 | 15000 | N |  | Y
SMB2017--03-09 | LED A-Lamp Three Way | 10.46 | Whole Energy and Hardware Inc. | EARTHTRONICS | 10049 | 10049 | 48 | 20.9 | 5/9/17 | 450/800/1600 | 25000 | N |  | Y
SMB2017--03-09 | LED A-Lamp Three Way | 14.9 | Country Line Electric | OSRAM | 74021 | SYL74021 | 6 | 17 | 4.5 | 450 | 15000 | N |  | Y
SMB2017--03-09 | LED A-Lamp Three Way | 21.96 | KT&T Distributors | PHILLIPS | 18A21/LED/8273WayND120V | PHI459164 | 60 | 23.59 | 2018-05-08 | 450/800/1600 | 25000 | Y |  | Y
SMB2017--03-10 | LED R30 Flood 850 Lumens or greater | 2.88 | AM Conservation Group, Inc. | AM CONSERVATION | L4R30D11W-27K | L4R30D11W-27K | 24 | 6.9 | 11 | 850 | 25000 | Y |  | Y
SMB2017--03-10 | LED R30 Flood 850 Lumens or greater | 4.24 | Blevins Inc. | AM CONSERVATION | L4R30D11W-27K | L4R30D11W-27K | 24 | 8.75 | 11 | 850 | 25000 | N | Not on Energy Star | Y
SMB2017--03-11 | LED R40 Flood 1,400 Lumens or greater | 12 | Country Line Electric | SATCO | S9455 | SATS9455 | 6 | 20 | 18 | 1400 | 25000 | Y |  | Y
SMB2017--03-12 | LED G25 Globes 450 Lumens or greater | 2.69 | Whole Energy and Hardware inc. | Earthtronics | 10114 | 10114 | 24 | 6.99 | 8 | 500 | 25000 | y | Vanity Globe | Y
SMB2017--03-12 | LED G25 Globes 450 Lumens or greater | 2.69 | Whole Energy and Hardware inc. | Earthtronics | 10416 | 10416 | 24 | 6.78 | 5 | 315 | 25000 | N | 40 watt vanityg globe | Y
SMB2017--03-12 | LED G25 Globes 450 Lumens or greater | 2.74 | AM Conservation Group, Inc. | AM Conservation Group, Inc. | L406G2527K | L406G2527K | 24 | 4.98 | 6 | 450 | 25000 | y |  | Y
SMB2017--03-12 | LED G25 Globes 450 Lumens or greater | 3.2 | EFI | PHILLIPS | 9290011817 | 1100.542 | 8 | 7.95 | 7 | 450 | 25000 | y | 458802 | Y
SMB2017--03-12 | LED G25 Globes 450 Lumens or greater | 4 | Fred Davis Corporation | Earthtronics | LG25827DWH | 10113 | 1 | 5.5 | 8 | 500 | 15000 | Y |  | Y
SMB2017--03-12 | LED G25 Globes 450 Lumens or greater | 8.44 | KT&T Distributors | PHILLIPS | PHI7G25/LED/827-22/E26/DIM | PHI458802 | 60 | 10.49 | 4.5 | 450 | 25000 | Y |  | Y

## Detectors & Alarms
Item Number | Item Name | Total Price | Supplier Name | Manufacturer Name | Model Number | Product # for Ordering | Min Qty | HARDWIRED | PLUG | Retail Price | Vendor Notes | Southern Tier
SMB2017--04-01 | Smoke Detectors-"Type I" Battery Operated | 4.17 | Whole Energy and Hardware Inc. | BRK | FG250B | FG250B | 24 | N | N | 5.9 | WITH HUSH | Y
SMB2017--04-01 | Smoke Detectors-"Type I" Battery Operated | 5.51 | Blevins Inc. | BRK | FG250B | 141303 | 1 |  |  | 16.52 |  | Y
SMB2017--04-01 | Smoke Detectors-"Type I" Battery Operated | 5.68 | AM Conservation Group, Inc. | BRK | FG250B | FG250B | 6 |  |  | 2.8 |  | Y
SMB2017--04-01 | Smoke Detectors-"Type I" Battery Operated | 5.7 | EFI | KIDDE | I9040E | 5020.27 | 6 |  |  |  |  | Y
SMB2017--04-01 | Smoke Detectors-"Type I" Battery Operated | 5.97 | Country Line Electric | BRK | FG250B | BRKFG250B | 1 |  |  | 7.5 |  | Y
SMB2017--04-01 | Smoke Detectors-"Type I" Battery Operated | 7.74 | Positive Energy | KIDDE | I9060 | 0916E | 12 |  |  | 7.03 |  | Y
SMB2017--04-02 | Smoke Detectors- "Type I" - lithium | 9.68 | Whole Energy and Hardware Inc. | BRK | FG250LB | FG250LB | 24 | N | N | 16.9 | WITH HUSH AND LITHIUM BATTERY | Y
SMB2017--04-02 | Smoke Detectors- "Type I" - lithium | 10.75 | Blevins Inc. | BRK | FG250LB | 141301 | 1 |  |  | 34.4 |  | Y
SMB2017--04-02 | Smoke Detectors- "Type I" - lithium | 12.02 | Whole Energy and Hardware Inc. | BRK | SA350B | SA350B | 12 | N | N | 24.9 | SEALED 10 YEAR LITHIUM BATTERY POWERED | Y
SMB2017--04-02 | Smoke Detectors- "Type I" - lithium | 12.94 | Entech Supply | BRK First Alert | SA350B | SA350B-96 | 96 | N | N | 26.99 | SEALED 10 YEAR LITHIUM BATTERY POWERED | Y
SMB2017--04-02 | Smoke Detectors- "Type I" - lithium | 13.69 | Power Survey and Control Corp. | KIDDE | 0915E | P7030-L | 48 |  |  | 18.25 |  | Y
SMB2017--04-02 | Smoke Detectors- "Type I" - lithium | 13.9 | AM Conservation Group, Inc. | BRK | FG250LB | FG250LB | 6 |  |  | 26.9 |  | Y
SMB2017--04-02 | Smoke Detectors- "Type I" - lithium | 14.62 | Entech Supply | BRK First Alert | SA350B | SA350B-24 | 24 | N | N | 29.99 | SEALED 10 YEAR LITHIUM BATTERY POWERED | Y
SMB2017--04-02 | Smoke Detectors- "Type I" - lithium | 14.8 | Lowe's Home Centers, LLC | FIRST ALERT | PR710 | 610005 | 1 | N | N | 19.97 | 3-Volt Photoelectric | Y
SMB2017--04-02 | Smoke Detectors- "Type I" - lithium | 19.72 | Positive Energy | KIDDE | I9010 | 21008697 | 6 |  |  | 19.52 |  | Y
SMB2017--04-02 | Smoke Detectors- "Type I" - lithium | 19.91 | EFI | KIDDE | I9010 | 5020.272 | 6 |  |  | 24.95 |  | Y
SMB2017--04-02 | Smoke Detectors- "Type I" - lithium | 21.25 | Country Line Electric | BRK | SA350B | BRKSA350B | 6 |  |  | 28.5 |  | Y
SMB2017--04-03 | Smoke Detectors- "Type II"-Photoelectronic Sensor | 11.75 | Whole Energy and Hardware Inc. | BRK | SA710B | SA710B | 12 | N BUT AVAILABLE | N | 23.9 | PHOTO SMOKE, BATTERY ONLY | Y
SMB2017--04-03 | Smoke Detectors- "Type II"-Photoelectronic Sensor | 18.45 | Lowe's Home Centers, LLC | FIRST ALERT | 3120B | 429793 | 1 | Y | N | 29.97 | 120-Volt Photoelectric | Y
SMB2017--04-03 | Smoke Detectors- "Type II"-Photoelectronic Sensor | 19.07 | EFI | KIDDE | P12040 | 5020.274 | 6 | Y | Y | 24.3 |  | Y
SMB2017--04-03 | Smoke Detectors- "Type II"-Photoelectronic Sensor | 19.18 | Positive Energy | KIDDE | P12040 w/ hush | 21006371 | 6 | Y | N | 18.96 |  | Y
SMB2017--04-03 | Smoke Detectors- "Type II"-Photoelectronic Sensor | 21.67 | Blevins Inc. | BRK | 7010B | 141307 | 1 | Y |  | 65 |  | Y
SMB2017--04-03 | Smoke Detectors- "Type II"-Photoelectronic Sensor | 25.2 | Country Line Electric | BRK | PR710B | BRKPR710B | 6 | N | N | 29 |  | Y
SMB2017--04-04 | Smoke Detectors- "Type III" -Photoelectronic Sensor and Dual Ionization | 17.79 | Whole Energy and Hardware Inc. | BRK | SA320B | SA320B | 12 | N BUT AVAILABLE | N | 27.9 | DUAL SENSOR SMOKE, BATTERY ONLY | Y
SMB2017--04-04 | Smoke Detectors- "Type III" -Photoelectronic Sensor and Dual Ionization | 20.16 | Country Line Electric | BRK | SA320B | BRKSA320B | 6 | N | N | 25.5 |  | Y
SMB2017--04-04 | Smoke Detectors- "Type III" -Photoelectronic Sensor and Dual Ionization | 29.26 | EFI | KIDDE | P12010 | 5020.291 | 6 | Y | Y | 36.95 |  | Y
SMB2017--04-04 | Smoke Detectors- "Type III" -Photoelectronic Sensor and Dual Ionization | 33.17 | Whole Energy and Hardware Inc. | BRK | SA3210 | SA3210 | 12 | N BUT AVAILABLE | N | 34.9 | DUAL SENSOR SEALED LITHIUM 10YR BATTERY | Y
SMB2017--04-04 | Smoke Detectors- "Type III" -Photoelectronic Sensor and Dual Ionization | 34.27 | Positive Energy | KIDDE | Pi2010 w/ hush | 21007915 | 6 | Y | N | 34.7 |  | Y
SMB2017--04-04 | Smoke Detectors- "Type III" -Photoelectronic Sensor and Dual Ionization | 34.88 | Lowe's Home Centers, LLC | FIRST ALERT | SA3210 | 744186 | 1 | N | N | 49.97 | 3-Volt Photoelectric | Y
SMB2017--04-05 | Carbon Monoxide Detector- battery operated | 11.55 | Lowe's Home Centers, LLC | FIRST ALERT | CO400 | 304228 | 1 | N | N | 19.97 |  | Y
SMB2017--04-05 | Carbon Monoxide Detector- battery operated | 14.86 | Whole Energy and Hardware Inc. | BRK | CO250B | CO250B | 12 | N | N | 24.56 | CO ALARM BATTERY ONLY | Y
SMB2017--04-05 | Carbon Monoxide Detector- battery operated | 16.25 | EFI | KIDDE | 9C05-LP | 5020.991A | 6 |  |  | 19 |  | Y
SMB2017--04-05 | Carbon Monoxide Detector- battery operated | 16.6 | Positive Energy | KIDDE | KN-COB-LP2 | 21025788 | 6 |  |  | 16.27 |  | Y
SMB2017--04-05 | Carbon Monoxide Detector- battery operated | 18.9 | Whole Energy and Hardware Inc. | BRK | CO605 | CO605 | 12 | N | N | 23.09 | W/BATTERY BACKUP PLUG WITH CORD, NON-DIGITAL | Y
SMB2017--04-05 | Carbon Monoxide Detector- battery operated | 19.84 | Blevins Inc. | BRK | CO400B | 250106 | 1 |  |  | 59.52 |  | Y
SMB2017--04-05 | Carbon Monoxide Detector- battery operated | 20.4 | Country Line Electric | BRK | CO250B | BRKCO250B | 6 |  |  | 27 |  | Y
SMB2017--04-05 | Carbon Monoxide Detector- battery operated | 20.99 | AM Conservation Group, Inc. | BRK | CO250B | CO250B | 6 |  |  | 32.9 |  | Y
SMB2017--04-06 | Carbon Monoxide Detector- lithium | 22.99 | Whole Energy and Hardware Inc. | BRK | CO250LB | CO250LB | 12 | N | N | 34.78 | CO/lithium battery, non-digital | Y
SMB2017--04-06 | Carbon Monoxide Detector- lithium | 28.2 | Whole Energy and Hardware Inc. | BRK | CO250LBT | CO250LBT | 12 | N | N | 36.9 | CO alarm/tamperproof lithium battery, non-digital | Y
SMB2017--04-06 | Carbon Monoxide Detector- lithium | 29.47 | Lowe's Home Centers, LLC | FIRST ALERT | CO710 | 744188 | 1 | N | N | 49.97 |  | Y
SMB2017--04-06 | Carbon Monoxide Detector- lithium | 30.89 | AM Conservation Group, Inc. | BRK | CO250LB | CO250LB | 6 |  |  | 42.8 |  | Y
SMB2017--04-06 | Carbon Monoxide Detector- lithium | 31.02 | Whole Energy and Hardware Inc. | BRK | CO710B | CO710B | 12 | N | N | 45.87 | CO alarm/sealed lithium battery , digital | Y
SMB2017--04-06 | Carbon Monoxide Detector- lithium | 31.25 | Country Line Electric | BRK | CO910B | BRKCO910B | 6 |  |  | 35 |  | Y
SMB2017--04-06 | Carbon Monoxide Detector- lithium | 36.54 | Positive Energy | KIDDE | C3010 | 21020073 | 6 |  |  | 37.06 |  | Y
SMB2017--04-06 | Carbon Monoxide Detector- lithium | 37.48 | EFI | KIDDE | C3010 | 5000.701 | 6 |  |  | 45 |  | Y
SMB2017--04-06 | Carbon Monoxide Detector- lithium | 46.6 | Blevins Inc. | PROTECH | 7030SL | 250120 | 1 |  |  | 139.8 |  | Y
SMB2017--04-06 | Carbon Monoxide Detector- lithium | 48.1 | Power Survey and Control Corp. | DEFENDER | 950-6150-01 | P7040 | 24 |  |  | 62.1 | DIGITAL DISPLAY | Y
SMB2017--04-07 | Carbon Monoxide Detector-battery operated w/ Digital Readout | 22.76 | Blevins Inc. | BRK | CO410B | 250107 | 1 |  |  | 69.2 |  | Y
SMB2017--04-07 | Carbon Monoxide Detector-battery operated w/ Digital Readout | 23.36 | Whole Energy and Hardware Inc. | BRK | CO410B | CO410B | 12 | N | N | 45.89 | CO alarm/digital battery | Y
SMB2017--04-07 | Carbon Monoxide Detector-battery operated w/ Digital Readout | 25.5 | Country Line Electric | BRK | CO410B | BRKCO410B | 6 |  |  | 33 |  | Y
SMB2017--04-07 | Carbon Monoxide Detector-battery operated w/ Digital Readout | 25.86 | Positive Energy | KIDDE | KN-COPP-B-LPM | 21008873 | 4 |  |  | 25.93 |  | Y
SMB2017--04-07 | Carbon Monoxide Detector-battery operated w/ Digital Readout | 25.91 | EFI | KIDDE | 900-0146-LP | 5020.201A | 4 |  |  | 39.95 |  | Y
SMB2017--04-07 | Carbon Monoxide Detector-battery operated w/ Digital Readout | 26.95 | Whole Energy and Hardware Inc. | BRK | CO615B | CO615B | 12 | N | Y | 56.9 | CO alarm/Battery back up/digital plug in with cord | Y
SMB2017--04-08 | Carbon Monoxide Detector -Lithium w/ Digital Readout | 31.02 | Whole Energy and Hardware Inc. | BRK | CO710 | CO710 | 12 | N | N |  | CO alarm/sealed lithium battery , digital | Y
SMB2017--04-08 | Carbon Monoxide Detector -Lithium w/ Digital Readout | 31.5 | Country Line Electric | BRK | CO710 | BRKCO710 | 6 |  |  | 38 |  | Y
SMB2017--04-08 | Carbon Monoxide Detector -Lithium w/ Digital Readout | 37.2 | Entech Supply | DEFENDER | CA6150 | CA6150-48 | 48 | N | N | 72.95 | SEALED 10 YEAR LITHIUM BATTERY POWERED/1-TOUCH LOW LEVEL DISPLAY | Y
SMB2017--04-08 | Carbon Monoxide Detector -Lithium w/ Digital Readout | 38.2 | Entech Supply | DEFENDER | CA6150 | CA6150-24 | 24 | N | N | 72.95 | SEALED 10 YEAR LITHIUM BATTERY POWERED/1-TOUCH LOW LEVEL DISPLAY | Y
SMB2017--04-08 | Carbon Monoxide Detector -Lithium w/ Digital Readout | 45.44 | Positive Energy | KIDDE | C3010D | 21010075 | 6 |  |  | 46.34 |  | Y
SMB2017--04-08 | Carbon Monoxide Detector -Lithium w/ Digital Readout | 46.85 | EFI | KIDDE | C3010-D | 5000.702 | 6 |  |  | 55 | Lithium Battery / Digital Readout | Y
SMB2017--04-08 | Carbon Monoxide Detector -Lithium w/ Digital Readout | 58.6 | Blevins Inc. | PROTECH | 7035SL | 250121 | 1 |  |  | 175.8 |  | Y
SMB2017--04-09 | Carbon Monoxide Detector- AC Plug w/ battery backup, w/ Digital Readout | 26.95 | Whole Energy and Hardware Inc. | BRK | CO615 | CO615 | 12 | N | Y | 43.89 | CO alarm/Battery back up/digital plug in with cord | Y
SMB2017--04-09 | Carbon Monoxide Detector- AC Plug w/ battery backup, w/ Digital Readout | 30.54 | Positive Energy | KIDDE | KN-COPP-3 | 21006973 | 6 |  |  | 30.81 |  | Y
SMB2017--04-09 | Carbon Monoxide Detector- AC Plug w/ battery backup, w/ Digital Readout | 30.79 | EFI | KIDDE NIGHTHAWK | Plug-in CO 900-0076 | 5020.993 | 6 |  |  | 33 | AC Plug / Digital / Battery Back Up | Y
SMB2017--04-09 | Carbon Monoxide Detector- AC Plug w/ battery backup, w/ Digital Readout | 34.75 | Country Line Electric | BRK | CO615B | BRKCO615G | 6 |  |  | 39.3 |  | Y
SMB2017--04-09 | Carbon Monoxide Detector- AC Plug w/ battery backup, w/ Digital Readout | 37.33 | Blevins Inc. | BRK | CO614B | 250108 | 1 |  |  | 112 |  | Y
SMB2017--04-10 | Carbon Monoxide Detector- Hard wired with battery backup | 26.16 | Positive Energy | KIDDE | KN-COB-IC | 21006406 | 6 |  |  | 26.23 |  | Y
SMB2017--04-10 | Carbon Monoxide Detector- Hard wired with battery backup | 29.6 | Whole Energy and Hardware Inc. | BRK | CO5120PDBN | CO5120PDBN | 12 | Y | N | 43.09 | HARDWIRED/BATTERY BACK UP | Y
SMB2017--04-10 | Carbon Monoxide Detector- Hard wired with battery backup | 30.5 | Country Line Electric | BRK | CO5120BN | BRKCO5120BN | 6 |  |  | 35.97 |  | Y
SMB2017--04-10 | Carbon Monoxide Detector- Hard wired with battery backup | 32.33 | Lowe's Home Centers, LLC | FIRST ALERT | GCO1CN | 304222 | 1 | N | Y | 59.97 |  | Y
SMB2017--04-10 | Carbon Monoxide Detector- Hard wired with battery backup | 36.5 | EFI | KIDDE | 900-0121-006 | 5020.255 | 6 |  |  | 55 |  | Y
SMB2017--04-11 | Carbon Monoxide Detector- Hard wired with battery backup, w/ Digital Readout | 26.95 | Whole Energy and Hardware Inc. | BRK | CO615 | CO615 | 12 | N | Y | 43.89 | CO alarm/Battery back up/digital plug in with cord | Y
SMB2017--04-11 | Carbon Monoxide Detector- Hard wired with battery backup, w/ Digital Readout | 36.52 | EFI | KIDDE HARD WIRE | Hd Wire CO Alrm - 900-0121 | 5020.255 | 6 |  |  | 60 |  | Y
SMB2017--04-11 | Carbon Monoxide Detector- Hard wired with battery backup, w/ Digital Readout | 49.09 | Positive Energy | KIDDE | KN-COP-IC | 21006407 | 6 |  |  | 50.14 |  | Y
SMB2017--04-12 | Combination Detector- battery operated | 22.24 | Whole Energy and Hardware Inc. | BRK | SC02B | SC02B | 12 | N | N | 34.89 | Battery Powered Smoke/CO Combo Alarm | Y
SMB2017--04-12 | Combination Detector- battery operated | 27.33 | Positive Energy | KIDDE | KN-COSM-BA | 21006974 | 6 |  |  | 27.45 |  | Y
SMB2017--04-12 | Combination Detector- battery operated | 27.43 | EFI | KIDDE | 900-0102 | 5020.994 | 6 |  |  | 34.5 |  | Y
SMB2017--04-12 | Combination Detector- battery operated | 28.55 | Whole Energy and Hardware Inc. | BRK | SC02LB | SC02LB | 12 | N | N | 43.9 | Lithium Battery Powered Smoke/CO Combo Alarm | Y
SMB2017--04-12 | Combination Detector- battery operated | 29.4 | AM Conservation Group, Inc. | BRK | SC02B | SC02B | 6 |  |  | 39.8 |  | Y
SMB2017--04-12 | Combination Detector- battery operated | 30.23 | Whole Energy and Hardware Inc. | BRK | SCO7B | SCO7B | 12 | N | N | 43.902 | CO Smoke combo, voice, interconnected, photo smoke. add $7.00 for lithium battery | Y
SMB2017--04-12 | Combination Detector- battery operated | 30.67 | Blevins Inc. | BRK | SC05B | 250103 | 1 |  |  | 92 |  | Y
SMB2017--04-12 | Combination Detector- battery operated | 31.68 | Whole Energy and Hardware Inc. | BRK | PRC710B | PRC710B | 12 | N | N | 45.9 | CO/Smoke Combo Sealed lithium ten year battery. | Y
SMB2017--04-12 | Combination Detector- battery operated | 35.56 | Lowe's Home Centers, LLC | FIRST ALERT | PRC710V | 744317 | 1 | Y | N | 59.97 |  | Y
SMB2017--04-13 | Combination Detector - AC Plug or hard wired | 31.29 | Whole Energy and Hardware Inc. | BRK | SC9120B | SC9120B | 12 | Y | N | 43.902 | CO/Smoke hardwired battery back up. | Y
SMB2017--04-13 | Combination Detector - AC Plug or hard wired | 33.76 | Positive Energy | KIDDE | KN-COSM-IBA | 21006377-N | 6 | Y | N | 34.16 |  | Y
SMB2017--04-13 | Combination Detector - AC Plug or hard wired | 34.14 | EFI | KIDDE | 21006377-N | 5020.9951 | 6 | Y | N | 42.95 |  | Y
SMB2017--04-13 | Combination Detector - AC Plug or hard wired | 37.86 | Lowe's Home Centers, LLC | FIRST ALERT | SC7010BVPCN | 429456 | 1 | N | N | 58.97 |  | Y
SMB2017--04-14 | Combination Detector- Photoelectronic Sensor | 29.1 | Lowe's Home Centers, LLC | FIRST ALERT | PRC710 | 610003 | 1 | N | N | 49.97 |  | Y
SMB2017--04-14 | Combination Detector- Photoelectronic Sensor | 31.9 | Whole Energy and Hardware Inc. | BRK | SCO7B | SCO7B | 6 | N | N | 43.902 | CO/Photo smoke, voice,wireless interconnected. Add 9 volt lithium battery 5.50 | Y
SMB2017--04-14 | Combination Detector- Photoelectronic Sensor | 43.12 | Positive Energy | KIDDE | KN-COPE-I | 21007624 | 6 | Y | N | 43.92 |  | Y
SMB2017--04-15 | 9 Volt Lithium Battery | 6.25 | Whole Energy and Hardware Inc. | ENERGIZER | WEHENER9V | WEHENER9V | 12 |  |  | 7.9 |  | Y
SMB2017--04-15 | 9 Volt Lithium Battery | 45.66 | Positive Energy | KIDDE | i1210SCO | 21010408-N | 6 |  |  | 46.57 |  | Y

## Insulation
Item Number | Item Name | Total Price | Supplier Name | Manufacturer Name | Model Number | Product # for Ordering | Min Qty | TYPE | Sq Ft/Bag | Lbs per Bag | 100% BORATE | SULFATE BLEND | FIBERGLASS | Retail Price | Vendor Notes | Southern Tier
SMB2017--05-01 | Batt or Roll | 13.48 | Lowe's Home Centers, LLC | OWENS CORNING | RU72 | 654977 | 1 |  | 31.25SF |  |  |  |  | 19.48 | R30 Unfaced Fiberglass Roll Insulation w/Sound Barrier (15-in W x 25-ft L) | Y
SMB2017--05-01 | Batt or Roll | 29.5 | GENERAL INSULATION CO INC. | KNAUF | KNAUF | ECOBATT | 1 | BATT | 69.33SF |  |  |  |  | 58 | 16"WIDEX48"LONGX10"THICK/R-30 UNFACED | Y
SMB2017--05-01 | Batt or Roll | 29.5 | GENERAL INSULATION CO INC. | KNAUF | KNAUF | ECOBATT | 1 | BATT | 69.33SF |  |  |  |  | 58 | 16"WIDEX48"LONGX10"THICK/R-30 UNFACED | Y
SMB2017--05-01 | Batt or Roll | 31.5 | GENERAL INSULATION CO INC. | KNAUF | KNAUF | ECOBATT | 1 | BATT | [5 empty] | 65 | R-30 KRAFT FACED, 16"WIDEX48"LONGX10"THICK | Y
SMB2017--05-01 | Batt or Roll | 31.5 | GENERAL INSULATION CO INC. | KNAUF | KNAUF | ECOBATT | 1 | BATT | [5 empty] | 65 | R-30 KRAFT FACED, 16"WIDEX48"LONGX10"THICK | Y
SMB2017--05-01 | Batt or Roll | 31.6 | White's Lumber, Inc. | CERTAIN TEED | 990445 | 915U | 4 |  | 58.67SF |  |  |  |  | 35.49 |  | N
SMB2017--05-01 | Batt or Roll | 35.5 | Power Survey and Control Corp | KNAUF | B75E | P4020 | 4 | Batt | 69.33 |  |  |  |  | 51 | 48" x 16" x 10" UNFACED R-30 | Y
SMB2017--05-01 | Batt or Roll | 36.75 | 84 Lumber | OWENS CORNING | R30KRFME24 | 4304951 | 30 | Batt | 16x48 | [6 empty] | Y
SMB2017--05-01 | Batt or Roll | 37 | Power Survey and Control Corp | KNAUF | B16E | P4022 | 4 | batt | 59.2 |  |  |  |  | 10.25 | 48" x 16" x 10" FACED R-30 | Y
SMB2017--05-01 | Batt or Roll | 49.99 | HEP Sales | CERTAIN TEED | 990155 | 29944 | 1 | Batt | 88 |  |  |  |  | 49.99 |  | Y
SMB2017--05-01 | Batt or Roll | 55.15 | 84 Lumber | OWENS CORNING | R30KRFE56 | 4304952 | 30 | Batt | 24X48 | [6 empty] | Y
SMB2017--05-02 | Blown Insulation | 6.7 | GENERAL INSULATION CO INC. | GREENFIBER | GREENFIBER | INS541LD | 1 |  | 21.7SF | 20 | N | Y | N | 13 | R30 | Y
SMB2017--05-02 | Blown Insulation | 7.09 | GENERAL INSULATION CO INC. | GREENFIBER | GREENFIBER | INS515 | 1 |  | 32.4SF | 30 | N | Y | N | 15 | R30 | Y
SMB2017--05-02 | Blown Insulation | 7.2 | Power Survey and Control Corp. | GREEN FIBER | INS541LD | P1026-19 | 1 |  | 22.9 | 19 | N | Y | N | 8.98 |  | Y
SMB2017--05-02 | Blown Insulation | 7.22 | Erie Energy Products, Inc. | ERIE ENERGY PRODUCTS | Insulation: Cellulose | Sulfate | 570 |  | 28.1SF | 26.5 | N | Y | N |  | DROP TRAILER INCUR ADDITIONAL CHARGES | N
SMB2017--05-02 | Blown Insulation | 7.59 | Erie Energy Products, Inc. | ERIE ENERGY PRODUCTS | Insulation: Cellulose | Sulfate | 570 |  | 28.1SF | 36.5 | N | Y | N |  | DROP TRAILER INCUR ADDITIONAL CHARGES | N
SMB2017--05-02 | Blown Insulation | 7.72 | Lowe's Home Centers, LLC | GREENFIBER | INS541LD | 82480 | 1 |  | 40 | 19.05 | 10% | N | N | 12.25 | GreenFiber R60 40-sq ft Cellulose Blown-in Insulation with Sound Barrier | Y
SMB2017--05-02 | Blown Insulation | 7.75 | Erie Energy Products, Inc. | ERIE ENERGY PRODUCTS | Insulation: Cellulose | Sulfate | 570 |  | 28.1SF | 26.5 | N | Y | N |  | DROP TRAILER INCUR ADDITIONAL CHARGES | N
SMB2017--05-02 | Blown Insulation | 7.8 | Power Survey and Control Corp. | GREEN FIBER | INS515LD | P1026-GF-30 | 1 |  | 34.3 | 30 | N | Y | N | 9.8 | BLENDED PRODUCT 30 LB BAG | Y
SMB2017--05-02 | Blown Insulation | 7.89 | Rome General Lumber | GREEN FIBER | INS515LD | CELL30 | 924 |  | 60SF | 28.5 | N | Y | N | 9.99 | R-19 - FULL TRUCK ONLY HAND UNLOAD OR FORK LIFT TAKE OFF REQUIRED | Y
SMB2017--05-02 | Blown Insulation | 7.95 | GENERAL INSULATION CO INC. | GREENFIBER | GREENFIBER | INS765 | 1 |  | 32SF | 30 | Y | N | N | 16 | R30 | Y
SMB2017--05-02 | Blown Insulation | 7.99 | HEP Sales | GREENFIBER | INS541LD | 30684 | 1 |  | 40 | 18.1 | Y | N | N | 7.99 |  | Y
SMB2017--05-02 | Blown Insulation | 8.05 | WILLIAMSON BUILDING SUPPLY | GREENFIBER | INS541LD | CI | 1 |  | 40 | 20.76 | N | Y | N | 8.05 |  | Y
SMB2017--05-02 | Blown Insulation | 8.11 | Erie Energy Products, Inc. | ERIE ENERGY PRODUCTS | Insulation: Cellulose | Borate | 570 |  | 33.2SF | 26.5 | Y | N | N |  | DROP TRAILER INCUR ADDITIONAL CHARGES | N
SMB2017--05-02 | Blown Insulation | 8.25 | Blevins Inc. | APPLEGATE | BORATE | 270409 | 920 |  | 30.3 | 26.5 | Y | N | N | 26.36 | 100% Borate | Y
SMB2017--05-02 | Blown Insulation | 8.27 | Erie Energy Products, Inc. | ERIE ENERGY PRODUCTS | Insulation: Cellulose | Borate | 570 |  | 33.2SF | 26.5 | Y | N | N |  | DROP TRAILER INCUR ADDITIONAL CHARGES | N
SMB2017--05-02 | Blown Insulation | 8.29 | Rome General Lumber | GREENFIBER | INS515LD | CELL30 | 462 |  | 60SF | 28.5 | N | Y | N | 9.99 | R19 - 1/2 TRUCK ONLY HAND UNLOAD OR FORK LIFT TAKE OFF REQUIRED | Y
SMB2017--05-02 | Blown Insulation | 8.32 | Erie Energy Products, Inc. | ERIE ENERGY PRODUCTS | Insulation: Cellulose | Sulfate | 570 |  | 28.1SF | 26.5 | N | Y | N |  | DROP TRAILER INCUR ADDITIONAL CHARGES | Y
SMB2017--05-02 | Blown Insulation | 8.5 | Blevins Inc. | APPLEGATE | LOOSEFILL | 270403 | 1 |  | 31.9 | 26.5 | N | Y | N | 24.28 | LOOSEFILL | N
SMB2017--05-02 | Blown Insulation | 8.64 | Erie Energy Products, Inc. | ERIE ENERGY PRODUCTS | Insulation: Cellulose | Borate | 570 |  | 33.2SF | 26.5 | Y | N | N |  | DROP TRAILER INCUR ADDITIONAL CHARGES | Y
SMB2017--05-02 | Blown Insulation | 8.75 | Blevins Inc. | APPLEGATE | LOOSEFILL | 270403 | 1 |  | 31.9 | 26.5 | N | Y | N | 24.28 | LOOSEFILL | Y
SMB2017--05-02 | Blown Insulation | 8.75 | Blevins Inc. | APPLEGATE | BORATE | 270409 | 400 |  | 30.3 | 26.5 | Y | N | N | 26.36 | 100% Borate | Y
SMB2017--05-02 | Blown Insulation | 8.79 | Power Survey and Control Corp. | GREEN FIBER | INS765 | P1026-765 | 1 |  | 33.9 | 30 | Y | N | N | 10.25 | 30# ALL-BORATE | Y
SMB2017--05-02 | Blown Insulation | 8.8 | Erie Energy Products, Inc. | ERIE ENERGY PRODUCTS | Insulation: Cellulose | Borate | 570 |  | 33.2SF | 26.5 | Y | N | N |  | DROP TRAILER INCUR ADDITIONAL CHARGES | N
SMB2017--05-02 | Blown Insulation | 8.9 | GENERAL INSULATION CO INC. | NUWOOL | NUWOOL | NUWOOL | 1 |  | 30.1SF | 25 | Y | N | N | 19 | R30 | Y
SMB2017--05-02 | Blown Insulation | 8.99 | Rome General Lumber | GREENFIBER | INS765LD | CELL30B | 924 |  | 60SF | 28.5 | Y | Y | N | 11.99 | R-19 - FULL TRUCK ONLY HAND UNLOAD OR FORK LIFT TAKE OFF REQUIRED | Y
SMB2017--05-02 | Blown Insulation | 9 | Blevins Inc. | APPLEGATE | LOOSEFILL | 270403 | 1 |  | 31.9 | 26.5 | N | Y | N | 24.28 | LOOSEFILL | N
SMB2017--05-02 | Blown Insulation | 9 | Blevins Inc. | APPLEGATE | LOOSEFILL | 270403 | 1 |  | 31.9 | 26.5 | N | Y | N | 24.28 | LOOSEFILL | N
SMB2017--05-02 | Blown Insulation | 9 | Blevins Inc. | APPLEGATE | BORATE | 270409 | 1 |  | 30.3 | 26.5 | Y | N | N | 26.36 | 100% Borate | N
SMB2017--05-02 | Blown Insulation | 9 | Blevins Inc. | APPLEGATE | LOOSEFILL | 270403 | 1 |  | 31.9 | 26.5 | N | Y | N | 24.28 | LOOSEFILL | N
SMB2017--05-02 | Blown Insulation | 9 | Blevins Inc. | APPLEGATE | BORATE | 270409 | 40 |  | 30.3 | 26.5 | Y | N | N | 26.36 | 100% Borate | Y
SMB2017--05-02 | Blown Insulation | 9.25 | Blevins Inc. | APPLEGATE | BORATE | 270409 | 1 |  | 30.3 | 26.5 | Y | N | N | 26.36 | 100% Borate | N
SMB2017--05-02 | Blown Insulation | 9.39 | Rome General Lumber | GREENFIBER | INS765LD | CELL30B | 462 |  | 60SF | 28.5 | Y | Y | N | 11.99 | R19 - 1/2 TRUCK ONLY HAND UNLOAD OR FORK LIFT TAKE OFF REQUIRED | Y
SMB2017--05-02 | Blown Insulation | 9.5 | Blevins Inc. | APPLEGATE | BORATE | 270409 | 1 |  | 30.3 | 26.5 | Y | N | N | 26.36 | 100% Borate | N
SMB2017--05-02 | Blown Insulation | 9.5 | Blevins Inc. | APPLEGATE | BORATE | 270409 | 1 |  | 30.3 | 26.5 | Y | N | N | 26.36 | 100% Borate | N
SMB2017--05-02 | Blown Insulation | 9.75 | 84 Lumber | GREENFIBER | INS515LD | 2122155 | 100 |  | 60SF | 30 | N | Y | N |  |  | Y
SMB2017--05-02 | Blown Insulation | 9.75 | GENERAL INSULATION CO INC. | GREENFIBER | GREENFIBER | CELPAK | 1 |  | 35.4 | 25 | Y | N | N | 18 | R30 | Y
SMB2017--05-02 | Blown Insulation | 9.85 | Power Survey and Control Corp | NU-WOOL | NU-WOOL 25 | P1026-N | 40 |  | 33.2 | 25 | Y | N | N | 13.5 | EPA FUNGICIDAL CELLULOSE | Y
SMB2017--05-02 | Blown Insulation | 10.75 | 84 Lumber | GREENFIBER | INS765 | 2122103 | 100 |  | 60SF | 30 | y | N | N |  |  | Y
SMB2017--05-02 | Blown Insulation | 10.8 | Power Survey and Control Corp. | GREEN FIBER | CELPAK | P1026-C | 1 |  | 28.3 | 25 | N | N | N | 12.5 | CELLULOSE | Y
SMB2017--05-02 | Blown Insulation | 22.5 | Power Survey and Control Corp | KNAUF | ECOFILL | P1026-E | 1 |  | 65.5 | 30 | N | N | Y | 28.25 | FIBERGLASS | Y
SMB2017--05-02 | Blown Insulation | 24.37 | White's Lumber, Inc. | CERTAIN TEED TRUE COMFORT | 900850 | INSULSAF | 19 |  | 64.5 | 25 |  |  | Y | 25.99 | FOR R30 | N
SMB2017--05-02 | Blown Insulation | 25 | Rome General Lumber | OWENS CORNING | PROCAT | PROCAT | 810 |  | 128.7SF | 33.46 | N | N | Y | 31.99 | FULL TRUCK ONLY HAND UNLOAD OR FORK LIFT TAKE OFF REQUIRED | Y
SMB2017--05-02 | Blown Insulation | 26 | GENERAL INSULATION CO INC. | JOHNS MANVILLE | JOHNS MANVILLE | PRO73 | 1 |  | 73SF | 31 | N | N | Y | 52 | R30 | Y
SMB2017--05-02 | Blown Insulation | 27.19 | Lowe's Home Centers, LLC | OWENS CORNING | ACL1 | 657297 | 1 |  | 109.5 | 28.5 | N | N | Y | 33.98 | Owens Corning AttiCat R19 109.5-sq ft Fiberglass Blown-in Insulation with Sound Barrier | Y
SMB2017--05-02 | Blown Insulation | 27.5 | Power Survey and Control Corp. | JOHNS MANVILLE | PRO73 | P1026-F | 1 |  | 73 | 31.5 | N | N | Y | 36 | PRO-WHITE BLOW-IN FIBERGLASS | Y
SMB2017--05-02 | Blown Insulation | 29.8 | WILLIAMSON BUILDING SUPPLY | JOHNS MANVILLE | CLIMATE PRO | FGI | 1 |  | 73 | 31.536 | N | N | Y | 29.8 |  | N
SMB2017--05-02 | Blown Insulation | 30.53 | Blevins Inc. | CERTAIN TEED | 901440 | 270400 | 1 |  | 67.1 |  |  |  | Y | 95.24 |  | Y

## Health & Safety
Item Number | Item Name | Total Price | Supplier Name | Manufacturer Name | Model Number | Product # for Ordering | Min Qty | UNIT | SIZE | Retail Price | Vendor Notes | Southern Tier
SMB2017--06-01 | Half Mask Facepiece | 9.5 | J&R Products Inc. | GERSON | 871483 | GM-400 | 1 |  | MEDIUM | 14.95 | USES GM-401 FILTERS (NOT INCLUDED) | Y
SMB2017--06-01 | Half Mask Facepiece | 9.7 | GENERAL INSULATION CO INC. | 3M | 3M | 3M HALF | 1 |  | SMALL, MEDIUM, LARGE | 13 |  | Y
SMB2017--06-01 | Half Mask Facepiece | 10.46 | Northern Safety Co., Inc. | 3M | 50051131070252 | 6600 | 1 |  | SMALL-LARGE | 16.06 |  | Y
SMB2017--06-01 | Half Mask Facepiece | 10.75 | J&R Products Inc. | 3M | 5-00-51131-07025-2 | HF-6200 | 1 |  | MEDIUM | 11 | USES PF-2091 FILTERS (NOT INCLUDED) | Y
SMB2017--06-01 | Half Mask Facepiece | 11.75 | Power Survey and Control Corp. | 3M | 6100 | P1079 | 10 |  | S,M,L | 18.5 | SPECIFIY SIZE | Y
SMB2017--06-01 | Half Mask Facepiece | 16 | J&R Products Inc. | NORTH | 81149 | DM-770 | 1 |  | MEDIUM | 23.5 | USES DM-771 FILTERS (NOT INCLUDED) | Y
SMB2017--06-01 | Half Mask Facepiece | 18.67 | GENERAL INSULATION CO INC. | NORTH | NORTH | NORTH HALF | 1 |  | SMALL, MEDIUM, LARGE | 35 |  | Y
SMB2017--06-01 | Half Mask Facepiece | 19.53 | Lowe's Home Centers, LLC | 3M | 62023DHA1-C | 336138 | 1 |  |  | 39.97 | All-purpose Respirator | Y
SMB2017--06-01 | Half Mask Facepiece | 22.45 | Power Survey and Control Corp. | NORTH | 7700-30 | P1080 | 5 |  | S,M,L | 28.6 | SPECIFIY SIZE | Y
SMB2017--06-01 | Half Mask Facepiece | 24.72 | EFI | Up No Plastics | 610C | 610C | 1 | EACH | 10x100 | 67.9 | 8' 10',12', 14', 16', and 20' are all avail in clear or black for proportional pricing | Y
SMB2017--06-01 | Half Mask Facepiece | 24.72 | EFI | WEH | 6MCGB | 6MCGB | 100 | EACH |  | 4.89 | HEAVY | Y
SMB2017--06-01 | Half Mask Facepiece | 24.72 | EFI | 3M | 6300 | 6300-MMM | 1 |  | LARGE | 13 |  | Y
SMB2017--06-01 | Half Mask Facepiece | 24.72 | EFI | NORTH | Half Mask Respirator L - 7700 Series | 6800.401 | 1 |  | LARGE | 35 |  | Y
SMB2017--06-01 | Half Mask Facepiece | 24.72 | EFI | NORTH | Half Mask Respirator Med 7700 Series | 6800.402 | 1 |  | MEDIUM | 35 |  | Y
SMB2017--06-01 | Half Mask Facepiece | 24.72 | EFI | NORTH | Half Mask Respirator SM - 7700 Series | 6800.403 | 1 |  | SMALL | 35 |  | Y
SMB2017--06-02 | P100 Cartdridges | 2.99 | GENERAL INSULATION CO INC. | 3M | 3M | 2091 | 2 |  |  | 6 | FOR 3M | Y
SMB2017--06-02 | P100 Cartdridges | 3 | GENERAL INSULATION CO INC. | NORTH | NORTH | 75FFP100 | 2 |  |  | 6 | FOR NORTH | Y
SMB2017--06-02 | P100 Cartdridges | 3.3 | GENERAL INSULATION CO INC. | NORTH | NORTH | 7580 | 2 |  |  | 6.6 | FOR NORTH | Y
SMB2017--06-02 | P100 Cartdridges | 3.63 | Northern Safety Co., Inc. | 3M | 50051131527053 | 5076 | 12 |  |  | 5.09 | BOX OF 12 (12EA/BOX) $43.56/BOX | Y
SMB2017--06-02 | P100 Cartdridges | 3.7 | Power Survey and Control Corp. | NORTH | 75FFP100 | P1080P | 100 | EACH |  | 4.6 | PANCAKE FILTER | Y
SMB2017--06-02 | P100 Cartdridges | 3.99 | Power Survey and Control Corp. | NORTH | P100 | P1080C | 144 | EACH |  | 4.9 |  | Y
SMB2017--06-02 | P100 Cartdridges | 5.37 | Positive Energy | NORTH | 7580 P100 | 12-250-1 | 1 | PAIR |  | 5.9 | Price is for 1 package, which is one pair of filters | Y
SMB2017--06-02 | P100 Cartdridges | 5.44 | J&R Products Inc. | 3M | 5-00-51131-0700-9 | PF-2091 | 1 | PAIR |  | 7 | USED WITH HF-6200 | Y
SMB2017--06-02 | P100 Cartdridges | 6.78 | J&R Products Inc. | GERSON | 0871480-P100 | GM-401 | 1 | PAIR |  | 7.95 | USED WITH GM-400 | Y
SMB2017--06-02 | P100 Cartdridges | 8.65 | J&R Products Inc. | NORTH | 89911-P100 | DM-771 | 1 | PAIR |  | 15.5 | USED WITH DM-770 | Y
SMB2017--06-02 | P100 Cartdridges | 9.75 | Lowe's Home Centers, LLC | 3M | 60923HB1-C | 216069 | 1 |  |  | 17.98 | All-purpose Respirator | Y
SMB2017--06-02 | P100 Cartdridges | 19.85 | EFI | 3M | 6200 | 6200-MMM | 1 |  | MEDIUM | 13 |  | Y
SMB2017--06-02 | P100 Cartdridges | 19.85 | EFI | R3 Safety / P100 | 347637451 / 7581 P100 | 6800.404 | 1 |  |  | 24 | Replacement filters 2 pack | Y
SMB2017--06-03 | Organic Vapor Cartridges | 4.5 | GENERAL INSULATION CO INC. | 3M | 3M | 6001 | 2 |  |  | 9 | FOR 3M | Y
SMB2017--06-03 | Organic Vapor Cartridges | 4.75 | Northern Safety Co., Inc. | 3M | 50051138216745 | 6610 | 2 |  |  | 6.69 | PACK OF 2 (2EA/PK) $9.50/PACK | Y
SMB2017--06-03 | Organic Vapor Cartridges | 4.85 | GENERAL INSULATION CO INC. | NORTH | NORTH | N75001 | 2 |  |  | 9 | FOR NORTH | Y
SMB2017--06-03 | Organic Vapor Cartridges | 5.4 | Power Survey and Control Corp. | 3M | 6001 | P1080VC | 2 | EACH |  | 7.25 |  | Y
SMB2017--06-03 | Organic Vapor Cartridges | 5.82 | Power Survey and Control Corp. | NORTH | N75001 | P1080-OC | 36 | EACH |  | 7.2 |  | Y
SMB2017--06-03 | Organic Vapor Cartridges | 9.33 | J&R Products Inc. | 3M | 5-00-51138-21674-5 | FF-6001 | 1 | PAIR |  | 10.95 | USED WITH HF-6200 | Y
SMB2017--06-03 | Organic Vapor Cartridges | $11.00 | EFI | 3M | 2091 | 2091 | 1 |  |  | 6.99 |  | Y
SMB2017--06-03 | Organic Vapor Cartridges | 11 | EFI | R3 Safety | 665513305 / 6001 | 6800.405 | 1 |  |  | 14 | 6001 Organic Vapor Cartridge 2 Pack | Y
SMB2017--06-03 | Organic Vapor Cartridges | 12.35 | J&R Products Inc. | NORTH | A89902 | DM-817 | 1 | PAIR |  | 26.99 | USED WITH DM-770 | Y
SMB2017--06-04 | Filtering Facepiece (Dust Masks) | 0.45 | Northern Safety Co., Inc. | Northern Safety | 20093 | 20093 | 20 |  |  | 0.65 | BOX OF 20 (20EA/BOX) $9.00/BOX | Y
SMB2017--06-04 | Filtering Facepiece (Dust Masks) | 0.58 | GENERAL INSULATION CO INC. | 3M | 3M | 8210 | 20 |  |  | 0.75 | NO VALVE | Y
SMB2017--06-04 | Filtering Facepiece (Dust Masks) | 0.64 | J&R Products Inc. | 3M | 8210 N95 | DM-820 | 20 |  |  | 0.68 | 160/CASE NO VALVE | Y
SMB2017--06-04 | Filtering Facepiece (Dust Masks) | 0.79 | Whole Energy and Hardware Inc. | GERSON | 1730 | 1730 | 100 | EACH |  | 2.78 | double strap mask | Y
SMB2017--06-04 | Filtering Facepiece (Dust Masks) | 0.79 | Blevins Inc. | LOGISTICS SUPPLY | 14110388SN | 345057 | 20 |  | MEDIUM/LARGE | 44.28 |  | Y
SMB2017--06-04 | Filtering Facepiece (Dust Masks) | 0.79 | Blevins Inc. | LOGISTICS SUPPLY | 14110389SN | 345058 | 20 |  | X-LARGE | 44.28 |  | Y
SMB2017--06-04 | Filtering Facepiece (Dust Masks) | 0.8 | Power Survey and Control Corp. | 3M | 8210 | P1081 | 100 |  |  | 1.02 |  | Y
SMB2017--06-04 | Filtering Facepiece (Dust Masks) | 1.14 | Whole Energy and Hardware Inc. | GERSON | 1740 | 1740 | 100 | EACH |  | 3.9 | dust mask with valve | Y
SMB2017--06-04 | Filtering Facepiece (Dust Masks) | 1.57 | J&R Products Inc. | 3M | 8511 N95 | DM-850 | 10 |  |  | 1.69 | 80/CASE WITH VALVE | Y
SMB2017--06-04 | Filtering Facepiece (Dust Masks) | 1.6 | GENERAL INSULATION CO INC. | 3M | 3M | 8511 | 10 |  |  | 3.2 | WITH VALVE | Y
SMB2017--06-04 | Filtering Facepiece (Dust Masks) | 1.89 | Power Survey and Control Corp. | 3M | 8511 | P1081-V | 100 |  |  | 2.89 | WITH VALVE | Y
SMB2017--06-04 | Filtering Facepiece (Dust Masks) | 5.96 | Lowe's Home Centers, LLC | 3M | 8577CA1-C | 72067 | 1 |  |  | 10.97 | 2-Pack All Respirators | Y
SMB2017--06-04 | Filtering Facepiece (Dust Masks) | $14.35 | EFI | 3M | 8210 | 8210-MMM | 20 |  | REGULAR |  |  | Y
SMB2017--06-04 | Filtering Facepiece (Dust Masks) | 14.35 | EFI | 3M | 051138464573 / N95 - 20pack | 6000.01 | 1 |  | 20PACK | 24.95 |  | Y
SMB2017--06-05 | Nitrile Gloves- disposable | 0.06 | Northern Safety Co., Inc. | Northern Safety | 8587 | 8587 (size) | 100 |  | SMALL-XL & 2XL | 0.12 | BOX OF 100 100EA/BOX) $6.00/BOX | Y
SMB2017--06-05 | Nitrile Gloves- disposable | 0.06 | GENERAL INSULATION CO INC. | WESTCHESTER | WESTCHESTER | 2910 NITRILE | 100 |  |  | 12 |  | Y
SMB2017--06-05 | Nitrile Gloves- disposable | 0.12 | Power Survey and Control Corp. | WESTCHESTER | 2910 | P1080G | 100 |  |  | 0.2 | POWDER FREE | Y
SMB2017--06-05 | Nitrile Gloves- disposable | 1.25 | Lowe's Home Centers, LLC | BLUE HAWK | LW37130-LXL | 184264 | 1 |  | Large/XL | 3.98 | Polyester Nitrile-Coated | Y
SMB2017--06-05 | Nitrile Gloves- disposable | 1.27 | Lowe's Home Centers, LLC | BLUE HAWK | LW37130-SM | 210127 | 1 |  | Small/Medium |  | Polyester Nitrile-Coated | Y
SMB2017--06-05 | Nitrile Gloves- disposable | 7 | J&R Products Inc. | IMS | NPFT-9040 | NG-003 | 1 | BOX | LARGE | 11.95 | 100/CASE 4.2 MIL | Y
SMB2017--06-05 | Nitrile Gloves- disposable | 7 | J&R Products Inc. | IMS | NPFT-9050 | NG-004 | 1 | BOX | X-LARGE | 11.95 | 100/CASE 4.2 MIL | Y
SMB2017--06-05 | Nitrile Gloves- disposable | 9.21 | J&R Products Inc. | IMS | NPFT-2640 | NG-005 | 1 | BOX | LARGE | 15.95 | 100/CASE 6.5 MIL | Y
SMB2017--06-05 | Nitrile Gloves- disposable | 9.21 | J&R Products Inc. | IMS | NPFT-2650 | NG-006 | 1 | BOX | X-LARGE | 15.95 | 100/CASE 6.5 MIL | Y
SMB2017--06-06 | Safety Glasses- Clear | 0.95 | Northern Safety Co., Inc. | Northern Safety | 30799 | 30799 | 1 |  |  | 2.11 |  | Y
SMB2017--06-06 | Safety Glasses- Clear | 0.99 | McQuade & Bannigan | PYRAMEX | S4110S | S4110S | 12 |  |  | 1.99 | INTRUDERS | Y
SMB2017--06-06 | Safety Glasses- Clear | 1.65 | J&R Products Inc. | PYRAMEX | S4110S | SG-300 | 1 |  |  | 1.89 | CLEAR | Y
SMB2017--06-06 | Safety Glasses- Clear | 1.87 | GENERAL INSULATION CO INC. | NORTH | NORTH | SAFETY GLASSES | 1 |  |  | 3.5 |  | Y
SMB2017--06-06 | Safety Glasses- Clear | 1.99 | McQuade & Bannigan | PYRAMEX | S2510ST | S2510ST | 12 |  |  | 3.49 | ZTEK ANTI-FOG | Y
SMB2017--06-06 | Safety Glasses- Clear | 2.15 | J&R Products Inc. | PYRAMEX | S2510ST | SG-100 | 1 |  |  | 3.5 | CLEAR | Y
SMB2017--06-06 | Safety Glasses- Clear | 2.25 | Power Survey and Control Corp. | NORTH | NAA | P1090 | 100 |  |  | 3.8 |  | Y
SMB2017--06-06 | Safety Glasses- Clear | $3.61 | EFI | CLC | 2322-L | 2322-L | 1 | BOX | LARGE | 8.99 |  | Y
SMB2017--06-06 | Safety Glasses- Clear | 3.61 | EFI | R3 Safety / Stryker | 2310AF | 6020.2 | 1 |  |  | 5 |  | Y
SMB2017--06-06 | Safety Glasses- Clear | 9.58 | Lowe's Home Centers, LLC | 3M | 92232-80025 | 336569 | 1 |  |  | 19.97 | Forceflex Flexible Safety Eyewear Black Half Frame Clear Lens | Y
SMB2017--06-07 | Safety Glasses- Tinted | 1.5 | Northern Safety Co., Inc. | Northern Safety | 30800 | 30800 | 1 |  |  | 2.46 |  | Y
SMB2017--06-07 | Safety Glasses- Tinted | 1.59 | McQuade & Bannigan | PYRAMEX | S2520S | S2520S | 12 |  |  | 2.99 | ZTEK | Y
SMB2017--06-07 | Safety Glasses- Tinted | 2.42 | J&R Products Inc. | PYRAMEX | S2560S | SG-200 | 2 |  |  | 4.5 | TINTED | Y
SMB2017--06-07 | Safety Glasses- Tinted | 24.5 | Lowe's Home Centers, LLC | 3M | 90879-80025 | 309601 | 1 |  |  | 39.97 | Fuel X2P High Performance Safety Eyewear | Y
SMB2017--06-08 | Hard Hats | 3.75 | Lowe's Home Centers, LLC | SAFETY WORKS | SWX00345 | 773469 | 1 |  |  | 6.48 | Safety Works Yellow Hard Hat | Y
SMB2017--06-08 | Hard Hats | 4.25 | J&R Products Inc. | PYRAMEX | HP14030 | HH-100 | 1 |  |  | 5.95 | 16/CASE | Y
SMB2017--06-08 | Hard Hats | 4.35 | McQuade & Bannigan | PYRAMEX | HP14110 | HP14110 | 1 |  |  | 7.49 | ALL COLORS | Y
SMB2017--06-08 | Hard Hats | 7.75 | Northern Safety Co., Inc. | Northern Safety | 23189 | 23189 (color) | 1 |  |  | 11.99 | SAME PRICE ALL COLORS | Y
SMB2017--06-08 | Hard Hats | 9.5 | GENERAL INSULATION CO INC. | NORTH | NORTH | HARD HATS | 1 |  |  | 19 | WITH RACHET | Y
SMB2017--06-08 | Hard Hats | 11.5 | Power Survey and Control Corp. | NORTH | NA | P1090-01 | 10 |  |  | 15.2 |  | Y
SMB2017--06-09 | Tyvek Coveralls w/ elastic wrists, ankles, and hood | 1.75 | GENERAL INSULATION CO INC. | WESTCHESTER | WESTCHESTER | NEXGEN ECONOMY | 25 |  | L,XL,2XL,3XL | 8 | WITH HOODS AND BOOTS | Y
SMB2017--06-09 | Tyvek Coveralls w/ elastic wrists, ankles, and hood | 1.89 | Whole Energy and Hardware Inc. | WEH | WEHTVld | WEHTYld | 25 | EACH | XL, 2X & 3X | 3.98 | light duty suits hooded in x, 2x, and 3x | Y
SMB2017--06-09 | Tyvek Coveralls w/ elastic wrists, ankles, and hood | 2.4 | Power Survey and Control Corp. | NEXGEN | ECONOMY | P1080-E | 25 |  | L,XL,2XL,3XL | 4.6 | ECONOMY SUITS | Y
SMB2017--06-09 | Tyvek Coveralls w/ elastic wrists, ankles, and hood | 2.69 | Whole Energy and Hardware Inc. | WEH | WEHTVhd | WEHTYhd-M | 25 | EACH | S & M | 4.9 | tyvek material,hood | Y
SMB2017--06-09 | Tyvek Coveralls w/ elastic wrists, ankles, and hood | 2.76 | GENERAL INSULATION CO INC. | WESTCHESTER | WESTCHESTER | NEXGEN | 25 |  | LARGE | 6 | WITH HOODS AND BOOTS | Y
SMB2017--06-09 | Tyvek Coveralls w/ elastic wrists, ankles, and hood | 2.76 | GENERAL INSULATION CO INC. | WESTCHESTER | WESTCHESTER | NEXGEN | 25 |  | X-LARGE | 9 | WITH HOODS AND BOOTS | Y
SMB2017--06-09 | Tyvek Coveralls w/ elastic wrists, ankles, and hood | 2.89 | GENERAL INSULATION CO INC. | WESTCHESTER | WESTCHESTER | NEXGEN | 25 |  | 2XL | 9 | WITH HOODS AND BOOTS | Y
SMB2017--06-09 | Tyvek Coveralls w/ elastic wrists, ankles, and hood | 3.01 | J&R Products Inc. | LAKELAND | CTL428-L | CL-740H | 25 | CASE | LARGE | 5.2 | 25/CASE HOODED | Y
SMB2017--06-09 | Tyvek Coveralls w/ elastic wrists, ankles, and hood | 3.01 | J&R Products Inc. | LAKELAND | CTL428-XL | CL-741H | 25 | CASE |  | 5.2 | 25/CASE HOODED | Y
SMB2017--06-09 | Tyvek Coveralls w/ elastic wrists, ankles, and hood | 3.01 | J&R Products Inc. | LAKELAND | CTL-428-2XL | CL-742H | 25 |  | XX-LARGE | 5.4 | 25/CASE HOODED | Y
SMB2017--06-09 | Tyvek Coveralls w/ elastic wrists, ankles, and hood | 3.03 | GENERAL INSULATION CO INC. | WESTCHESTER | WESTCHESTER | NEXGEN | 25 |  | 3XL | 9.5 | WITH HOODS AND BOOTS | Y
SMB2017--06-09 | Tyvek Coveralls w/ elastic wrists, ankles, and hood | 3.15 | J&R Products Inc. | LAKELAND | CTL428-3XL | CL-743H | 25 | CASE | XXX-LARGE | 5.8 | 25/CASE HOODED | Y
SMB2017--06-09 | Tyvek Coveralls w/ elastic wrists, ankles, and hood | $3.21 | EFI | CLC | 2322-XL | 2322-XL | 1 | BOX | X-LARGE | 8.99 |  | Y
SMB2017--06-09 | Tyvek Coveralls w/ elastic wrists, ankles, and hood | 3.21 | EFI | Enviroguard Coverall | 8019 | 6020.22 | 25 |  | MEDIUM | 5 |  | Y
SMB2017--06-09 | Tyvek Coveralls w/ elastic wrists, ankles, and hood | 3.21 | EFI | Enviroguard Coverall | 8019 | 6020.221 | 25 |  | LARGE | 5 |  | Y
SMB2017--06-09 | Tyvek Coveralls w/ elastic wrists, ankles, and hood | 3.21 | EFI | Enviroguard Coverall | 8019 | 6020.222 | 25 |  | X-LARGE | 5 |  | Y
SMB2017--06-09 | Tyvek Coveralls w/ elastic wrists, ankles, and hood | 3.21 | EFI | Enviroguard Coverall | 8019 | 6020.223 | 25 |  | 2XL | 5 |  | Y
SMB2017--06-09 | Tyvek Coveralls w/ elastic wrists, ankles, and hood | 3.21 | EFI | Enviroguard Coverall | 8019 | 6020.224 | 25 |  | 3XL | 5 |  | Y
SMB2017--06-09 | Tyvek Coveralls w/ elastic wrists, ankles, and hood | 3.21 | EFI | Enviroguard Coverall | 8019 | 6020.225 | 25 |  | 4XL | 5 |  | Y
SMB2017--06-09 | Tyvek Coveralls w/ elastic wrists, ankles, and hood | 3.29 | Whole Energy and Hardware Inc. | WEH | WEHTVhd | WEHTYhd-1 | 25 | EACH | L & XL | 4.89 | hood,tyvek material | Y
SMB2017--06-09 | Tyvek Coveralls w/ elastic wrists, ankles, and hood | 3.29 | GENERAL INSULATION CO INC. | WESTCHESTER | WESTCHESTER | TYVEK | 25 |  | X-LARGE | 8 | WITH HOODS AND BOOTS | Y
SMB2017--06-09 | Tyvek Coveralls w/ elastic wrists, ankles, and hood | 3.35 | Power Survey and Control Corp. | NEXGEN | MULTIGUARD | P1080-02 | 25 |  | L, XL | 4.6 |  | Y
SMB2017--06-09 | Tyvek Coveralls w/ elastic wrists, ankles, and hood | 3.47 | GENERAL INSULATION CO INC. | WESTCHESTER | WESTCHESTER | TYVEK | 25 |  | 2XL | 9 | WITH HOODS AND BOOTS | Y
SMB2017--06-09 | Tyvek Coveralls w/ elastic wrists, ankles, and hood | 3.48 | J&R Products Inc. | LAKELAND | CTL428-4XL | CL-744H | 25 | CASE | XXXX-LARGE | 6.25 | 25/CASE HOODED | Y
SMB2017--06-09 | Tyvek Coveralls w/ elastic wrists, ankles, and hood | 3.5 | Power Survey and Control Corp. | NEXGEN | MULTIGUARD | P1080-2X | 25 |  | 2XL | 6.5 |  | Y
SMB2017--06-09 | Tyvek Coveralls w/ elastic wrists, ankles, and hood | 3.59 | Whole Energy and Hardware Inc. | WEH | WEHTVhd | WEHTYhd-2X | 25 | EACH | 2X & 3X | 5.9 |  | Y
SMB2017--06-09 | Tyvek Coveralls w/ elastic wrists, ankles, and hood | 3.64 | Power Survey and Control Corp. | NEXGEN | MULTIGUARD | P1080-3X | 25 |  | 3XL | 7.5 |  | Y
SMB2017--06-09 | Tyvek Coveralls w/ elastic wrists, ankles, and hood | 3.65 | GENERAL INSULATION CO INC. | WESTCHESTER | WESTCHESTER | TYVEK | 25 |  | 3XL | 9.5 | WITH HOODS AND BOOTS | Y
SMB2017--06-09 | Tyvek Coveralls w/ elastic wrists, ankles, and hood | 3.77 | Blevins Inc. | ADO PRODUCTS | CVLKGEHEXL | 345042 | 25 | CASE | X-LARGE | 264.08 |  | Y
SMB2017--06-09 | Tyvek Coveralls w/ elastic wrists, ankles, and hood | 3.77 | Blevins Inc. | ADO PRODUCTS | CVLKGEHE2XL | 345043 | 25 | CASE | 2XL | 264.08 |  | Y
SMB2017--06-09 | Tyvek Coveralls w/ elastic wrists, ankles, and hood | 3.85 | Blevins Inc. | ADO PRODUCTS | CVLKGHE3XL | 345044 | 25 | CASE | 3XL | 269.72 |  | Y
SMB2017--06-09 | Tyvek Coveralls w/ elastic wrists, ankles, and hood | 3.85 | Power Survey and Control Corp. | TYVEK | WESTCHESTER | P1080-TXL | 25 |  | XL | 6.5 |  | Y
SMB2017--06-09 | Tyvek Coveralls w/ elastic wrists, ankles, and hood | 3.93 | Blevins Inc. | ADO PRODUCTS | CVLKGHE4XL | 345045 | 25 | CASE | 4XL | 275.36 |  | Y
SMB2017--06-09 | Tyvek Coveralls w/ elastic wrists, ankles, and hood | 3.95 | McQuade & Bannigan | LAKELAND | CTL428 | CTL428 | 10 |  | LARGE / XL/ XXL | 5.5 |  | Y
SMB2017--06-09 | Tyvek Coveralls w/ elastic wrists, ankles, and hood | 4.02 | Blevins Inc. | ADO PRODUCTS | CVLKGHELG | 345041 | 25 | CASE | LARGE | 281.32 |  | Y
SMB2017--06-09 | Tyvek Coveralls w/ elastic wrists, ankles, and hood | 4.11 | Power Survey and Control Corp. | TYVEK | WESTCHESTER | P1080-T2XL | 25 |  | 2XL | 6.9 |  | Y
SMB2017--06-09 | Tyvek Coveralls w/ elastic wrists, ankles, and hood | 4.19 | Whole Energy and Hardware Inc. | WEH | WEHTVhd | WEHTYhd | 25 | EACH | 4XL |  |  | Y
SMB2017--06-09 | Tyvek Coveralls w/ elastic wrists, ankles, and hood | 4.31 | Positive Energy | TYVEK | NG1275 | 12-450-1 | 25 |  | m, l, xl, 2xl, 3xl, 4xl | 5 | Sold in cases of 25. With hood and boots version also available for the same price | Y
SMB2017--06-09 | Tyvek Coveralls w/ elastic wrists, ankles, and hood | 4.35 | Power Survey and Control Corp. | TYVEK | WESTCHESTER | P1080-T3XL | 25 |  | 3XL | 7.2 |  | Y
SMB2017--06-09 | Tyvek Coveralls w/ elastic wrists, ankles, and hood | 4.94 | Northern Safety Co., Inc. | Dupont | TY127S | 24164 (size) | 1 |  | MED-XL | 8 |  | Y
SMB2017--06-09 | Tyvek Coveralls w/ elastic wrists, ankles, and hood | 5.43 | Northern Safety Co., Inc. | Dupont | TY127S | 24164 (size) | 1 |  | 2XL & 3XL | 8.8 |  | Y
SMB2017--06-09 | Tyvek Coveralls w/ elastic wrists, ankles, and hood | 5.93 | Northern Safety Co., Inc. | Dupont | TY127S | 24164 4XL | 1 |  | 4XL | 9.6 |  | Y
SMB2017--06-09 | Tyvek Coveralls w/ elastic wrists, ankles, and hood | 6.42 | Northern Safety Co., Inc. | Dupont | TY127S | 24164 5XL | 1 |  | 5XL | 10.4 |  | Y
SMB2017--06-09 | Tyvek Coveralls w/ elastic wrists, ankles, and hood | 7.73 | Lowe's Home Centers, LLC | TRIMACO | 143232-6 | 631598 | 1 |  | Large/XL | 12.98 | Non-Woven Laminate Paint Protective Coveralls | Y
SMB2017--06-09 | Tyvek Coveralls w/ elastic wrists, ankles, and hood | 8.26 | Lowe's Home Centers, LLC | TRIMACO | 143242-6 | 631599 | 1 |  | 2XL / 3 XL | 13.48 | Non-Woven Laminate Paint Protective Coveralls | Y
SMB2017--06-10 | Tyvek Boot Covers | 0.2 | GENERAL INSULATION CO INC. | WESTCHESTER | WESTCHESTER | ECONOMY BOOTIES | 200 |  |  | 0.5 | ECONOMY BOOTIES | Y
SMB2017--06-10 | Tyvek Boot Covers | 0.22 | Blevins Inc. | ADO PRODUCTS | SCLGXL | 345038 | 300 | CASE | 1-SIZE | 167.84 |  | Y
SMB2017--06-10 | Tyvek Boot Covers | 0.25 | GENERAL INSULATION CO INC. | WESTCHESTER | WESTCHESTER | NEXGEN BOOTIES | 200 |  |  | 0.5 |  | Y
SMB2017--06-10 | Tyvek Boot Covers | 0.25 | Power Survey and Control Corp. | WESTCHESTER | ECONOMY BOOTIE | P1080-03E | 200 |  |  | 0.4 |  | Y
SMB2017--06-10 | Tyvek Boot Covers | 0.3 | Power Survey and Control Corp. | NEXGEN | BOOTIES | P1080-03N | 200 | EACH |  | 0.5 |  | Y
SMB2017--06-10 | Tyvek Boot Covers | 0.35 | GENERAL INSULATION CO INC. | WESTCHESTER | WESTCHESTER | TYVEK BOOTIES | 200 |  |  | 0.75 |  | Y
SMB2017--06-10 | Tyvek Boot Covers | 0.42 | Power Survey and Control Corp. | TYVEK | BOOTIES | P1080-03 | 200 | EACH |  | 0.75 |  | Y
SMB2017--06-10 | Tyvek Boot Covers | 0.56 | Northern Safety Co., Inc. | Dupont | BC-TVK | 418 | 2 |  |  | 0.86 | SOLD BY THE PAIR (2EA/PR) $1/12/PR - FITS UP TO SIZE 13 1/2 | Y
SMB2017--06-10 | Tyvek Boot Covers | 0.72 | J&R Products Inc. | LAKELAND | 901NS-L/XL | CL-700 | 50 |  |  | 0.89 | 200 PAIR PER CASE / MINIMUM ORDER OF 50 | Y
SMB2017--06-10 | Tyvek Boot Covers | 0.85 | McQuade & Bannigan | LOGISTICS SUPPLY | 36811KC2 | 36811KC2 | 1 | PAIR |  | 0.99 |  | Y
SMB2017--06-10 | Tyvek Boot Covers | 1.15 | Whole Energy and Hardware Inc. | WEH | WEHBC1 | WEHBC1 | 100PR | PAIR |  | 2.9 |  | Y
SMB2017--06-10 | Tyvek Boot Covers | 2.02 | Lowe's Home Centers, LLC | TRIMACO | 04508 - 6LWS | 503438 | 1 |  | XL/2XL | 5.98 | 12-Pack XL/2XL Polypropylene Paint Protective Shoe | Y
SMB2017--06-11 | Painters Masking Tape 2" Roll | 5.88 | J&R Products Inc. | TAPE PRODUCTS | PPT-48X55 | PT-260 | 12 | ROLLS | 2" X 180' | 8.35 |  | Y
SMB2017--06-11 | Painters Masking Tape 2" Roll | 6 | GENERAL INSULATION CO INC. | 3M | 3M | 2 BLUE PAINTER | 24 |  | 2"X180 | 8 |  | Y
SMB2017--06-11 | Painters Masking Tape 2" Roll | 6.74 | Lowe's Home Centers, LLC | 3M | 2080EL-SR-48T | 237158 | 1 |  | 1.88IN x 180FT | 8.98 |  | Y
SMB2017--06-11 | Painters Masking Tape 2" Roll | 6.95 | Northern Safety Co., Inc. | 3M | 51115091681 | 31626 | 1 |  | 2" X 60' | 9.64 |  | Y
SMB2017--06-11 | Painters Masking Tape 2" Roll | 7 | Power Survey and Control Corp. | 3M | E-Z BLUE | P4029 | 24 |  |  | 8.5 |  | Y
SMB2017--06-11 | Painters Masking Tape 2" Roll | 7.35 | McQuade & Bannigan | ITP | PT14-38 | PT14-38 | 1 |  | 2IN X 60YD | 8.99 |  | Y
SMB2017--06-13 | Duct Tape - 2 " Roll | 2.88 | White's Lumber, Inc. | INTERAPE | 7792287608 | duct | 12 |  | 1.88X55 YDS |  |  | N
SMB2017--06-13 | Duct Tape - 2 " Roll | 2.99 | Northern Safety Co., Inc. | General Work Products | 683520 | 29220 | 1 |  | 2" X 60' | 4.57 |  | Y
SMB2017--06-13 | Duct Tape - 2 " Roll | 3.25 | GENERAL INSULATION CO INC. | NASHUA | NASHUA | GP2280 | 24 |  | 2"X180 | 8 |  | Y
SMB2017--06-13 | Duct Tape - 2 " Roll | 3.48 | J&R Products Inc. | TAPE PRODUCTS | BER307S | TD-180A | 12 | ROLLS | 2" | 3.6 | GRAY DUCT TAPE | Y
SMB2017--06-13 | Duct Tape - 2 " Roll | 3.49 | Whole Energy and Hardware Inc. | Intertape | 6900 | 6900 | 24 | ROLL | 2in 180 ft | 4.9 | GRAY ECONOMY | Y
SMB2017--06-13 | Duct Tape - 2 " Roll | 3.9 | Power Survey and Control Corp. | NASHUA | GP2280 | P4030 | 24 |  |  | 6.2 |  | Y
SMB2017--06-13 | Duct Tape - 2 " Roll | 4.23 | Blevins Inc. | CANDO NATIONAL TAPE | C1248000 | 360600 | 1 |  | 2IN X 60Y | 11.84 |  | Y
SMB2017--06-13 | Duct Tape - 2 " Roll | 4.81 | J&R Products Inc. | TAPE PRODUCTS | SHUPC599S | TD-180A | 12 | ROLLS | 2" X 180' | 4.95 | GRAY DUCT TAPE | Y
SMB2017--06-13 | Duct Tape - 2 " Roll | 4.99 | McQuade & Bannigan | IPG | 6900-TPE | 6900-TPE | 1 |  | 2IN X 60YD | 6.99 | ECONOMY | Y
SMB2017--06-13 | Duct Tape - 2 " Roll | 6.29 | Whole Energy and Hardware Inc. | Intertape | WEHPDT | WEHPDT | 24 | ROLL | 180' | 9.9 | Premium cloth white duct tape. | Y
SMB2017--06-13 | Duct Tape - 2 " Roll | 6.41 | Lowe's Home Centers, LLC | GORILLA | 60035 | 293566 | 1 |  | 1.88-in x 105-ft | 8.98 | BLACK | Y
SMB2017--06-13 | Duct Tape - 2 " Roll | 6.49 | McQuade & Bannigan | IPG | 6700-TPE | 6700-TPE | 1 |  | 2IN X 60YD | 7.99 |  | Y
SMB2017--06-14 | Duct Tape - 3 " Roll | 5.39 | Whole Energy and Hardware Inc. | Intertape | 6900-3 | 6900-3 | 16 | ROLL | 3IN | 7.9 | gray | Y
SMB2017--06-14 | Duct Tape - 3 " Roll | 6.5 | Northern Safety Co., Inc. | Berry Plastics | 1087147 | 29265 | 1 |  | 3" X 60' | 8.64 |  | Y
SMB2017--06-14 | Duct Tape - 3 " Roll | 7.2 | GENERAL INSULATION CO INC. | NASHUA | NASHUA | 3" 300 | 24 |  | 3"X180 | 15 |  | Y
SMB2017--06-14 | Duct Tape - 3 " Roll | 8.5 | Power Survey and Control Corp. | NASHUA | 300 | P4030-3 | 16 |  |  | 10.5 |  | Y
SMB2017--06-14 | Duct Tape - 3 " Roll | 11.04 | Lowe's Home Centers, LLC | GORILLA | 60030 | 53165 | 1 |  | 2.88-in x 90-ft | 14.98 | BLACK | Y
SMB2017--06-15 | Polyethylene Sheeting - Clear 2 mil boxed roll- 10 ft wide | 12.5 | GENERAL INSULATION CO INC. | SPECTRUM | SPECTRUM | 2MIL 10X100 | 1 |  | 10'X100' | 25 |  | Y
SMB2017--06-15 | Polyethylene Sheeting - Clear 2 mil boxed roll- 10 ft wide | 14.9 | Whole Energy and Hardware Inc. | Up No Plastics | 2-10-100 | 2-10-100 | 4 | EACH | 2milx10x100 | 23.9 |  | Y
SMB2017--06-15 | Polyethylene Sheeting - Clear 2 mil boxed roll- 10 ft wide | 15 | Power Survey and Control Corp. | SPECTRUM | 2 MIL POLY | P1083-2 | 1 |  | 10'X100' | 18.5 |  | Y
SMB2017--06-15 | Polyethylene Sheeting - Clear 2 mil boxed roll- 10 ft wide | 15.24 | J&R Products Inc. | HUSKY | 210 | PL-210 | 1 | ROLL | 10'X100' | 15 |  | Y
SMB2017--06-15 | Polyethylene Sheeting - Clear 2 mil boxed roll- 10 ft wide | 16.24 | White's Lumber, Inc. | WARP BROTHERS | 2CD10C | 6211908 | 1 |  | 10x100 |  |  | N
SMB2017--06-15 | Polyethylene Sheeting - Clear 2 mil boxed roll- 10 ft wide | 19.99 | Lowe's Home Centers, LLC | 2 MIL | RSLW210-100C | 16903 | 1 |  | 10'X100' | 24.98 |  | Y
SMB2017--06-16 | Polyethylene Sheeting - Clear 2 mil drop cloths | 1.84 | White's Lumber, Inc. | WARP BROTHERS | 2JC-912 | 6597447 | 1 |  | 9X12 |  |  | N
SMB2017--06-16 | Polyethylene Sheeting - Clear 2 mil drop cloths | 2.2 | Lowe's Home Centers, LLC | PLASTIC | DCLW-2 | 228558 | 1 |  | 9-ft x 12-ft | 2.98 |  | Y
SMB2017--06-17 | Polyethylene Sheeting - Clear 2 mil-10x25 sheets in bags | 5.74 | White's Lumber, Inc. | THERMWELL | P1025/3 | 700666 | 12 |  |  |  |  | N
SMB2017--06-17 | Polyethylene Sheeting - Clear 2 mil-10x25 sheets in bags | 8.72 | Lowe's Home Centers, LLC | PLASTIC | RSLW3510-25C | 593659 | 1 |  |  | 11.48 |  | Y
SMB2017--06-18 | Polyethylene Sheeting - Clear 4 mil boxed roll- 10 ft wide | 20.6 | White's Lumber, Inc. | BERRY PLASTICS | 625922 | 4MC10100 | 1 |  | 10x100 |  |  | N
SMB2017--06-18 | Polyethylene Sheeting - Clear 4 mil boxed roll- 10 ft wide | 26.5 | GENERAL INSULATION CO INC. | SPECTRUM | SPECTRUM | 4MIL 10X100 | 1 |  | 10'X100' | 55 |  | Y
SMB2017--06-18 | Polyethylene Sheeting - Clear 4 mil boxed roll- 10 ft wide | 27.13 | J&R Products Inc. | HUSKY | 410 | PL-410 | 1 | ROLL | 10'X100' | 25 |  | Y
SMB2017--06-18 | Polyethylene Sheeting - Clear 4 mil boxed roll- 10 ft wide | 28 | Whole Energy and Hardware Inc. | Up No Plastics | 410C | 410C | 1 | EACH | 10x100 clear 4 mil poly | 32.9 |  | Y
SMB2017--06-18 | Polyethylene Sheeting - Clear 4 mil boxed roll- 10 ft wide | 30 | Power Survey and Control Corp. | SPECTRUM | 4 MIL POLY | P1083-4 | 1 |  | 10'X100' | 42 |  | Y
SMB2017--06-18 | Polyethylene Sheeting - Clear 4 mil boxed roll- 10 ft wide | 30.5 | WILLIAMSON BUILDING SUPPLY | BERRY PLASTICS | 625922 | 172163 | 1 |  | 10x100 | 30.5 |  | N
SMB2017--06-18 | Polyethylene Sheeting - Clear 4 mil boxed roll- 10 ft wide | 34.8 | Lowe's Home Centers, LLC | BARRICADE | 110CT60100LOWES4C | 782938 | 1 |  | 10'X100' | 49.98 |  | Y
SMB2017--06-18 | Polyethylene Sheeting - Clear 4 mil boxed roll- 10 ft wide | 63.77 | Blevins Inc. | PATRICK PLASTICS | 360126 | 265003 | 1 |  | 12' X 120' | 178.56 |  | Y
SMB2017--06-19 | Polyethylene Sheeting - Clear 4 mil- 10x25 sheets in bags | 6.85 | White's Lumber, Inc. | WARP BROTHERS | SR4CH10-C | 4MC1025 | 12 |  |  |  |  | N
SMB2017--06-19 | Polyethylene Sheeting - Clear 4 mil- 10x25 sheets in bags | 9.18 | Lowe's Home Centers, LLC | PLASTIC | RSLW410-2C | 16905 | 1 |  |  | 11.47 |  | Y
SMB2017--06-19 | Polyethylene Sheeting - Clear 4 mil- 10x25 sheets in bags | 11.25 | WILLIAMSON BUILDING SUPPLY | BERRY PLASTICS | 626170 | 151183 | 1 |  |  | 11.25 |  | N
SMB2017--06-19 | Polyethylene Sheeting - Clear 4 mil- 10x25 sheets in bags | 56 | Whole Energy and Hardware Inc. | Up No Plastics | 420C | 420C | 1 | EACH | 10x100 | 43.67 | 8', 10', 12', 16', 20' all sizes avail in clear and black | Y
SMB2017--06-20 | Polyethylene Sheeting - Clear 6 mil boxed roll- 10ft wide | 12.3 | White's Lumber, Inc. | WARP BROTHERS | 6CH10 | 6MC1025 | 4 |  | 10X25 |  |  | N
SMB2017--06-20 | Polyethylene Sheeting - Clear 6 mil boxed roll- 10ft wide | 33.9 | GENERAL INSULATION CO INC. | SPECTRUM | SPECTRUM | 6MIL 10X100 | 1 |  | 10'X100' | 78 |  | Y
SMB2017--06-20 | Polyethylene Sheeting - Clear 6 mil boxed roll- 10ft wide | 34.29 | Blevins Inc. | PETOSKEY PLASTICS | FG-P9941-93B | 264997 | 1 |  | 10'X100' | 96 | BLACK | Y
SMB2017--06-20 | Polyethylene Sheeting - Clear 6 mil boxed roll- 10ft wide | 35.36 | Blevins Inc. | PETOSKEY PLASTICS | FG-P9941-76B | 265016 | 1 |  | 10'X100' | 99 | CLEAR | Y
SMB2017--06-20 | Polyethylene Sheeting - Clear 6 mil boxed roll- 10ft wide | 36.47 | J&R Products Inc. | HUSKY | 610 | PL-610 | 1 | ROLL | 10'X100' | 37.5 |  | Y
SMB2017--06-20 | Polyethylene Sheeting - Clear 6 mil boxed roll- 10ft wide | 38.99 | Power Survey and Control Corp. | SPECTRUM | 6 MIL POLY | P1083-6 | 1 |  | 10'X100' | 48.5 |  | Y
SMB2017--06-20 | Polyethylene Sheeting - Clear 6 mil boxed roll- 10ft wide | 43.93 | Lowe's Home Centers, LLC | BARRICADE | 110CT60100LOWES6C | 810483 | 1 |  | 10'X100' | 59.98 |  | Y
SMB2017--06-20 | Polyethylene Sheeting - Clear 6 mil boxed roll- 10ft wide | 44.5 | WILLIAMSON BUILDING SUPPLY | BERRY PLASTICS | 13763 | 199000 | 1 |  | 10x100 | 44.5 |  | N
SMB2017--06-20 | Polyethylene Sheeting - Clear 6 mil boxed roll- 10ft wide | 78.11 | Blevins Inc. | PATRICK PLASTICS | 360148 | 265002 | 1 |  | 20'X100' | 156.22 | BLACK | Y
SMB2017--06-21 | 6 mil Poly Bags- 40 Gallon | 1.15 | GENERAL INSULATION CO INC. | SPECTRUM | SPECTRUM | 6MIL CLEAR BAGS | 75 |  |  | 3 | price per bag | Y
SMB2017--06-21 | 6 mil Poly Bags- 40 Gallon | 1.76 | Blevins Inc. | QRS | 6M33X50 | 265107 | 50 |  |  | 4 |  | Y

## Standard Windows
Item Number | Item Name | Total Price | Supplier Name | Manufacturer Name | Model Number | Product # for Ordering | Min Qty | Color | Vendor Notes | Southern Tier
SMB2017--07-01 | Standard Window- Single Hung, Up to 50 UI | 81.87 | White's Lumber, Inc. | MI WINDOWS | 1255 | 1255 | 1 | WHITE | Almond is available for a $11.00 upcharge per unit. | N
SMB2017--07-01 | Standard Window- Single Hung, Up to 50 UI | 137.13 | National Vinyl LLC | National Vinyl LLC | Enduraview | Enduraview | 7 | WHITE | Desert Sand add 15% to all white prices. Low E/Argon .27 U-Factor, 1/2 non-lock fiber mesh screen, head expander. $.69 per foot for nail fin & J(new construction) | N
SMB2017--07-01 | Standard Window- Single Hung, Up to 50 UI | 140 | PVC INDUSTRIES | PVC INDUSTRIES | EARTHWISE | R3SH | 1 | WHITE | ENERGY STAR - LOW E ARGON - EXTRA HARDCOAT LOW E ON INTERIOR GLASS. REPLACEMENT OR NEW CONSTRUCTION COLORS AVAILABLE | y
SMB2017--07-01 | Standard Window- Single Hung, Up to 50 UI | 181.94 | WILLIAMSON BUILDING SUPPLY | ATRIUM/ELLISON | 1300 | 1300 | 1 | WHITE | UP TO 50UI OPENING SIZE USED FOR QUOTE 24 X 24 | N
SMB2017--07-01 | Standard Window- Single Hung, Up to 50 UI | 222 | Pella | Pella | 250 Series | 250 | 1 | WHITE |  | N
SMB2017--07-02 | Standard Window- Single Hung, 51-60 UI | 88.36 | White's Lumber, Inc. | MI WINDOWS | 1255 | 1255 | 1 | WHITE | Almond is available for a $11.00 upcharge per unit. | N
SMB2017--07-02 | Standard Window- Single Hung, 51-60 UI | 137.13 | National Vinyl LLC | National Vinyl LLC | Enduraview | Enduraview | 7 | WHITE | Desert Sand add 15% to all white prices. Low E/Argon .27 U-Factor, 1/2 non-lock fiber mesh screen, head expander. $.69 per foot for nail fin & J(new construction) | N
SMB2017--07-02 | Standard Window- Single Hung, 51-60 UI | 140 | PVC INDUSTRIES | PVC INDUSTRIES | EARTHWISE | R3SH | 1 | WHITE | ENERGY STAR - LOW E ARGON - EXTRA HARDCOAT LOW E ON INTERIOR GLASS. REPLACEMENT OR NEW CONSTRUCTION COLORS AVAILABLE | y
SMB2017--07-02 | Standard Window- Single Hung, 51-60 UI | 222 | Pella | Pella | 250 Series | 250 | 1 | WHITE |  | N
SMB2017--07-03 | Standard Window- Single Hung, 61-70 UI | 98.75 | White's Lumber, Inc. | MI WINDOWS | 1255 | 1255 | 1 | WHITE | Almond is available for a $11.00 upcharge per unit. | N
SMB2017--07-03 | Standard Window- Single Hung, 61-70 UI | 137.13 | National Vinyl LLC | National Vinyl LLC | Enduraview | Enduraview | 7 | WHITE | Desert Sand add 15% to all white prices. Low E/Argon .27 U-Factor, 1/2 non-lock fiber mesh screen, head expander. $.69 per foot for nail fin & J(new construction) | N
SMB2017--07-03 | Standard Window- Single Hung, 61-70 UI | 140 | PVC INDUSTRIES | PVC INDUSTRIES | EARTHWISE | R3SH | 1 | WHITE | ENERGY STAR - LOW E ARGON - EXTRA HARDCOAT LOW E ON INTERIOR GLASS. REPLACEMENT OR NEW CONSTRUCTION COLORS AVAILABLE | y
SMB2017--07-03 | Standard Window- Single Hung, 61-70 UI | 278 | Pella | Pella | 250 Series | 250 | 1 | WHITE |  | N
SMB2017--07-04 | Standard Window- Single Hung, 71-80 UI | 109.15 | White's Lumber, Inc. | MI WINDOWS | 1255 | 1255 | 1 | WHITE | Almond is available for a $11.00 upcharge per unit. | N
SMB2017--07-04 | Standard Window- Single Hung, 71-80 UI | 140 | PVC INDUSTRIES | PVC INDUSTRIES | EARTHWISE | R3SH | 1 | WHITE | ENERGY STAR - LOW E ARGON - EXTRA HARDCOAT LOW E ON INTERIOR GLASS. REPLACEMENT OR NEW CONSTRUCTION COLORS AVAILABLE | y
SMB2017--07-04 | Standard Window- Single Hung, 71-80 UI | 145.53 | National Vinyl LLC | National Vinyl LLC | Enduraview | Enduraview | 7 | WHITE | Desert Sand add 15% to all white prices. Low E/Argon .27 U-Factor, 1/2 non-lock fiber mesh screen, head expander. $.69 per foot for nail fin & J(new construction) | N
SMB2017--07-04 | Standard Window- Single Hung, 71-80 UI | 307 | Pella | Pella | 250 Series | 250 | 1 | WHITE |  | N
SMB2017--07-05 | Standard Window- Single Hung, 81-90 UI | 118.25 | White's Lumber, Inc. | MI WINDOWS | 1255 | 1255 | 1 | WHITE | Almond is available for a $11.00 upcharge per unit. | N
SMB2017--07-05 | Standard Window- Single Hung, 81-90 UI | 140 | PVC INDUSTRIES | PVC INDUSTRIES | EARTHWISE | R3SH | 1 | WHITE | ENERGY STAR - LOW E ARGON - EXTRA HARDCOAT LOW E ON INTERIOR GLASS. REPLACEMENT OR NEW CONSTRUCTION COLORS AVAILABLE | y
SMB2017--07-05 | Standard Window- Single Hung, 81-90 UI | 161.49 | National Vinyl LLC | National Vinyl LLC | Enduraview | Enduraview | 7 | WHITE | Desert Sand add 15% to all white prices. Low E/Argon .27 U-Factor, 1/2 non-lock fiber mesh screen, head expander. $.69 per foot for nail fin & J(new construction) | N
SMB2017--07-05 | Standard Window- Single Hung, 81-90 UI | 335 | Pella | Pella | 250 Series | 250 | 1 | WHITE |  | N
SMB2017--07-06 | Standard Window- Single Hung, 91-100 UI | 131.24 | White's Lumber, Inc. | MI WINDOWS | 1255 | 1255 | 1 | WHITE | Almond is available for a $11.00 upcharge per unit. | N
SMB2017--07-06 | Standard Window- Single Hung, 91-100 UI | 140 | PVC INDUSTRIES | PVC INDUSTRIES | EARTHWISE | R3SH | 1 | WHITE | ENERGY STAR - LOW E ARGON - EXTRA HARDCOAT LOW E ON INTERIOR GLASS. REPLACEMENT OR NEW CONSTRUCTION COLORS AVAILABLE | y
SMB2017--07-06 | Standard Window- Single Hung, 91-100 UI | 169.47 | National Vinyl LLC | National Vinyl LLC | Enduraview | Enduraview | 7 | WHITE | Desert Sand add 15% to all white prices. Low E/Argon .27 U-Factor, 1/2 non-lock fiber mesh screen, head expander. $.69 per foot for nail fin & J(new construction) | N
SMB2017--07-06 | Standard Window- Single Hung, 91-100 UI | 363 | Pella | Pella | 250 Series | 250 | 1 | WHITE |  | N
SMB2017--07-07 | Standard Window- Single Hung, Per UI over 100 | 1.38 | White's Lumber, Inc. | MI WINDOWS | 1255 | 1255 | 1 | WHITE |  | N
SMB2017--07-07 | Standard Window- Single Hung, Per UI over 100 | 2.1 | National Vinyl LLC | National Vinyl LLC | Enduraview | Enduraview | 7 | WHITE | Desert Sand add 15% to all white prices. Low E/Argon .27 U-Factor, 1/2 non-lock fiber mesh screen, head expander. $.69 per foot for nail fin & J(new construction) | N
SMB2017--07-07 | Standard Window- Single Hung, Per UI over 100 | 3 | PVC INDUSTRIES | PVC INDUSTRIES | EARTHWISE | R3SH | 1 | WHITE |  | y
SMB2017--07-07 | Standard Window- Single Hung, Per UI over 100 | 447 | Pella | Pella | 250 Series | 250 | 1 | WHITE |  | N
SMB2017--07-08 | Standard Window- Double Hung, Up to 50 UI | 104.75 | SELLMORE INDUSTRIES INC | Energy King Window & Door | Pro 200 F | Pro 200 F | 1 | WHITE |  | Y
SMB2017--07-08 | Standard Window- Double Hung, Up to 50 UI | 109.15 | White's Lumber, Inc. | MI WINDOWS | 1555 | 1555 | 1 | WHITE | Almond is available for a $11.00 upcharge per unit. | N
SMB2017--07-08 | Standard Window- Double Hung Up to 50 UI | 120.83 | Weatherpanel Inc. | WINCORE | 5400 DH | 5400 DH | 1 | WHITE | Orleans, Livingston, Genesee & Wyoming counties for the Finger Lakes Region | N
SMB2017--07-08 | Standard Window- Double Hung, Up to 50 UI | 148 | PVC INDUSTRIES | PVC INDUSTRIES | EARTHWISE | R3DH | 1 | WHITE | ENERGY STAR - LOW E ARGON - EXTRA HARDCOAT LOW E ON INTERIOR GLASS. REPLACEMENT OR NEW CONSTRUCTION COLORS AVAILABLE | y
SMB2017--07-08 | Standard Window- Double Hung, Up to 50 UI | 149.44 | National Vinyl LLC | National Vinyl LLC | Enduraview | Northwind III EA | 7 | WHITE | Desert Sand add 15% to all white prices. Low E/Argon .27 U-Factor, 1/2 non-lock fiber mesh screen, head expander. $.69 per foot for nail fin & J(new construction) | N
SMB2017--07-08 | Standard Window- Double Hung, Up to 50 UI | 181.94 | WILLIAMSON BUILDING SUPPLY | ATRIUM/ELLISON | 1300 | 1300 | 1 | WHITE | OPENING SIZE USED FOR BID 24 X 24 | N
SMB2017--07-08 | Standard Window- Double Hung, Up to 50 UI | 263 | Pella | Pella | 250 Series | 250 | 1 | WHITE |  | N
SMB2017--07-09 | Standard Window- Double Hung, 51-60 UI | 108.75 | SELLMORE INDUSTRIES INC | Energy King Window & Door | Pro 200 F | Pro 200 F | 1 | WHITE |  | Y
SMB2017--07-09 | Standard Window- Double Hung, 51-60 UI | 119.54 | White's Lumber, Inc. | MI WINDOWS | 1555 | 1555 | 1 | WHITE | Almond is available for a $11.00 upcharge per unit. | N
SMB2017--07-09 | Standard Window- Double Hung 51-60 UI | 126.08 | Weatherpanel Inc. | WINCORE | 5400 DH | 5400 DH | 1 | WHITE | Orleans, Livingston, Genesee & Wyoming counties for the Finger Lakes Region | N
SMB2017--07-09 | Standard Window- Double Hung, 51-60 UI | 148 | PVC INDUSTRIES | PVC INDUSTRIES | EARTHWISE | R3DH | 1 | WHITE | ENERGY STAR - LOW E ARGON - EXTRA HARDCOAT LOW E ON INTERIOR GLASS. REPLACEMENT OR NEW CONSTRUCTION COLORS AVAILABLE | y
SMB2017--07-09 | Standard Window- Double Hung, 51-60 UI | 149.44 | National Vinyl LLC | National Vinyl LLC | Northwind III EA | Northwind III EA | 7 | WHITE | Desert Sand add 15% to all white prices. Low E/Argon .27 U-Factor, 1/2 non-lock fiber mesh screen, head expander. $.69 per foot for nail fin & J(new construction) | N
SMB2017--07-09 | Standard Window- Double Hung, 51-60 UI | 181.94 | WILLIAMSON BUILDING SUPPLY | ATRIUM/ELLISON | 1300 | 1300 | 1 | WHITE | OPENING SIZE USED FOR BID 26 X 30 | N
SMB2017--07-09 | Standard Window- Double Hung, 51-60 UI | 291 | Pella | Pella | 250 Series | 250 | 1 | WHITE |  | N
SMB2017--07-10 | Standard Window- Double Hung, 61-70 UI | 120 | SELLMORE INDUSTRIES INC | Energy King Window & Door | Pro 200 F | Pro 200 F | 1 | WHITE |  | Y
SMB2017--07-10 | Standard Window- Double Hung, 61-70 UI | 129.94 | White's Lumber, Inc. | MI WINDOWS | 1555 | 1555 | 1 | WHITE | Almond is available for a $11.00 upcharge per unit. | N
SMB2017--07-10 | Standard Window- Double Hung 61-70 UI | 130 | Weatherpanel Inc. | WINCORE | 5400 DH | 5400 DH | 1 | WHITE | Orleans, Livingston, Genesee & Wyoming counties for the Finger Lakes Region | N
SMB2017--07-10 | Standard Window- Double Hung, 61-70 UI | 148 | PVC INDUSTRIES | PVC INDUSTRIES | EARTHWISE | R3DH | 1 | WHITE | ENERGY STAR - LOW E ARGON - EXTRA HARDCOAT LOW E ON INTERIOR GLASS. REPLACEMENT OR NEW CONSTRUCTION COLORS AVAILABLE | y
SMB2017--07-10 | Standard Window- Double Hung, 61-70 UI | 150.28 | National Vinyl LLC | National Vinyl LLC | Northwind III EA | Northwind III EA | 7 | WHITE | Desert Sand add 15% to all white prices. Low E/Argon .27 U-Factor, 1/2 non-lock fiber mesh screen, head expander. $.69 per foot for nail fin & J(new construction) | N
SMB2017--07-10 | Standard Window- Double Hung, 61-70 UI | 181.94 | WILLIAMSON BUILDING SUPPLY | ATRIUM/ELLISON | 1300 | 1300 | 1 | WHITE | OPENING SIZE USED FOR BID 30 X 36 | N
SMB2017--07-10 | Standard Window- Double Hung, 61-70 UI | 319 | Pella | Pella | 250 Series | 250 | 1 | WHITE |  | N
SMB2017--07-11 | Standard Window- Double Hung, 71-80 UI | 132.75 | SELLMORE INDUSTRIES INC | Energy King Window & Door | Pro 200 F | Pro 200 F | 1 | WHITE |  | Y
SMB2017--07-11 | Standard Window- Double Hung 71-80 UI | 133.63 | Weatherpanel Inc. | WINCORE | 5400 DH | 5400 DH | 1 | WHITE | Orleans, Livingston, Genesee & Wyoming counties for the Finger Lakes Region | N
SMB2017--07-11 | Standard Window- Double Hung, 71-80 UI | 142.94 | White's Lumber, Inc. | MI WINDOWS | 1555 | 1555 | 1 | WHITE | Almond is available for a $11.00 upcharge per unit. | N
SMB2017--07-11 | Standard Window- Double Hung, 71-80 UI | 148 | PVC INDUSTRIES | PVC INDUSTRIES | EARTHWISE | R3DH | 1 | WHITE | ENERGY STAR - LOW E ARGON - EXTRA HARDCOAT LOW E ON INTERIOR GLASS. REPLACEMENT OR NEW CONSTRUCTION COLORS AVAILABLE | y
SMB2017--07-11 | Standard Window- Double Hung, 71-80 UI | 156.85 | National Vinyl LLC | National Vinyl LLC | Northwind III EA | Northwind III EA | 7 | WHITE | Desert Sand add 15% to all white prices. Low E/Argon .27 U-Factor, 1/2 non-lock fiber mesh screen, head expander. $.69 per foot for nail fin & J(new construction) | N
SMB2017--07-11 | Standard Window- Double Hung, 71-80 UI | 181.94 | WILLIAMSON BUILDING SUPPLY | ATRIUM/ELLISON | 1300 DH | 1300 DH | 1 | WHITE | OPENING SIZE USED FOR BID 36 X 42 | N
SMB2017--07-11 | Standard Window- Double Hung, 71-80 UI | 347 | Pella | Pella | 250 Series | 250 | 1 | WHITE |  | N
SMB2017--07-12 | Standard Window- Double Hung 81-90 UI | 137.58 | Weatherpanel Inc. | WINCORE | 5400 DH | 5400 DH | 1 | WHITE | Orleans, Livingston, Genesee & Wyoming counties for the Finger Lakes Region | N
SMB2017--07-12 | Standard Window- Double Hung, 81-90 UI | 145 | SELLMORE INDUSTRIES INC | Energy King Window & Door | Pro 200 F | Pro 200 F | 1 | WHITE |  | Y
SMB2017--07-12 | Standard Window- Double Hung, 81-90 UI | 148 | PVC INDUSTRIES | PVC INDUSTRIES | EARTHWISE | R3DH | 1 | WHITE | ENERGY STAR - LOW E ARGON - EXTRA HARDCOAT LOW E ON INTERIOR GLASS. REPLACEMENT OR NEW CONSTRUCTION COLORS AVAILABLE | y
SMB2017--07-12 | Standard Window- Double Hung, 81-90 UI | 152.03 | White's Lumber, Inc. | MI WINDOWS | 1555 | 1555 | 1 | WHITE | Almond is available for a $11.00 upcharge per unit. | N
SMB2017--07-12 | Standard Window- Double Hung, 81-90 UI | 163.99 | National Vinyl LLC | National Vinyl LLC | Northwind III EA | NW III EA | 7 | WHITE | Desert Sand add 15% to all white prices. Low E/Argon .27 U-Factor, 1/2 non-lock fiber mesh screen, head expander. $.69 per foot for nail fin & J(new construction) | N
SMB2017--07-12 | Standard Window- Double Hung, 81-90 UI | 181.94 | WILLIAMSON BUILDING SUPPLY | ATRIUM/ELLISON | 1300 DH | 1300 DH | 1 | WHITE | OPENING SIZE USED FOR BID 42 X 48 | N
SMB2017--07-12 | Standard Window- Double Hung, 81-90 UI | 375 | Pella | Pella | 250 Series | 250 | 1 | WHITE |  | N
SMB2017--07-13 | Standard Window- Double Hung 91-100 UI | 141.51 | Weatherpanel Inc. | WINCORE | 5400 DH | 5400 DH | 1 | WHITE | Orleans, Livingston, Genesee & Wyoming counties for the Finger Lakes Region | N
SMB2017--07-13 | Standard Window- Double Hung, 91-100 UI | 148 | PVC INDUSTRIES | PVC INDUSTRIES | EARTHWISE | R3DH | 1 | WHITE | ENERGY STAR - LOW E ARGON - EXTRA HARDCOAT LOW E ON INTERIOR GLASS. REPLACEMENT OR NEW CONSTRUCTION COLORS AVAILABLE | y
SMB2017--07-13 | Standard Window- Double Hung, 91-100 UI | 159.5 | SELLMORE INDUSTRIES INC | Energy King Window & Door | Pro 200 F | Pro 200 F | 1 | WHITE |  | Y
SMB2017--07-13 | Standard Window- Double Hung, 91-100 UI | 162.43 | White's Lumber, Inc. | MI WINDOWS | 1555 | 1555 | 1 | WHITE | Almond is available for a $11.00 upcharge per unit. | N
SMB2017--07-13 | Standard Window- Double Hung, 91-100 UI | 172.24 | National Vinyl LLC | National Vinyl LLC | Northwind III EA | Northwind III EA | 7 | WHITE | Desert Sand add 15% to all white prices. Low E/Argon .27 U-Factor, 1/2 non-lock fiber mesh screen, head expander. $.69 per foot for nail fin & J(new construction) | N
SMB2017--07-13 | Standard Window- Double Hung, 91-100 UI | 181.94 | WILLIAMSON BUILDING SUPPLY | ATRIUM/ELLISON | 1300 DH | 1300 DH | 1 | WHITE | OPENING SIZE USED FOR BID 42 X 56 | N
SMB2017--07-13 | Standard Window- Double Hung, 91-100 UI | 404 | Pella | Pella | 250 Series | 250 | 1 | WHITE |  | N
SMB2017--07-14 | Standard Window- Double Hung, Per UI over 100 | 1.68 | White's Lumber, Inc. | MI WINDOWS | 1555 | 1555 | 1 | WHITE |  | N
SMB2017--07-14 | Standard Window- Double Hung, Per UI over 100 | 2.18 | National Vinyl LLC | National Vinyl LLC | Northwind III EA | Northwind III EA | 7 | WHITE | Desert Sand add 15% to all white prices. Low E/Argon .27 U-Factor, 1/2 non-lock fiber mesh screen, head expander. $.69 per foot for nail fin & J(new construction) | N
SMB2017--07-14 | Standard Window- Double Hung Per UI over 100 | 2.4 | Weatherpanel Inc. | WINCORE | 5400 DH | 5400 DH | 1 | WHITE | Orleans, Livingston, Genesee & Wyoming counties for the Finger Lakes Region | N
SMB2017--07-14 | Standard Window- Double Hung, Per UI over 100 | 2.5 | SELLMORE INDUSTRIES INC | Energy King Window & Door | Pro 200 F | Pro 200 F | 1 | WHITE |  | Y
SMB2017--07-14 | Standard Window- Double Hung, Per UI over 100 | 3 | PVC INDUSTRIES | PVC INDUSTRIES | EARTHWISE | R3DH | 1 | WHITE |  | y
SMB2017--07-14 | Standard Window- Double Hung, Per UI over 100 | 191.69 | WILLIAMSON BUILDING SUPPLY | ATRIUM/ELLISON | 1300 DH | 1300 DH | 1 | WHITE | OPENING SIZE USED FOR BID 48 X 60 | N
SMB2017--07-14 | Standard Window- Double Hung, Per UI over 100 | 488 | Pella | Pella | 250 Series | 250 | 1 | WHITE |  | N
SMB2017--07-15 | Standard Window- Slider, Up to 50 UI | 81.87 | White's Lumber, Inc. | MI WINDOWS | 1255 | 1255 | 1 | WHITE | Almond is available for a $11.00 upcharge per unit. | N
SMB2017--07-15 | Standard Window- Slider, Up to 50 UI | 101.75 | SELLMORE INDUSTRIES INC | Energy King Window & Door | Pro 210 F Both sides | Pro 210 F Both sides | 1 | WHITE |  | Y
SMB2017--07-15 | Standard Window- Slider, Up to 50 UI | 108.99 | National Vinyl LLC | National Vinyl LLC | Northwind III EA | Northwind III EA | 7 | WHITE | Desert Sand add 15% to all white prices. Low E/Argon .27 U-Factor, 1/2 non-lock fiber mesh screen, head expander. $.69 per foot for nail fin & J(new construction). BOTH SIDES OPERATE | N
SMB2017--07-15 | Standard Window- Slider Up to 50 UI | 120.83 | Weatherpanel Inc. | WINCORE | 5400 2LS | 5400 2LS | 1 | WHITE | Orleans, Livingston, Genesee & Wyoming counties for the Finger Lakes Region | N
SMB2017--07-15 | Standard Window- Slider, Up to 50 UI | 145 | PVC INDUSTRIES | PVC INDUSTRIES | EARTHWISE | R3S2 | 1 | WHITE | R3 SLIDERS - REPLACEMENT BOTH SIDES SLIDE, NEW CONSTRUCTION, ONE SIDE ONLY | y
SMB2017--07-15 | Standard Window- Slider, Up to 50 UI | 197.08 | WILLIAMSON BUILDING SUPPLY | ATRIUM/ELLISON | 1300 SLIDER | 1300 SLIDER | 1 | WHITE | OPENING SIZE USED FOR BID 24 X 24 | N
SMB2017--07-15 | Standard Window- Slider, Up to 50 UI | 248 | Pella | Pella | 250 Series | 250 | 1 | WHITE |  | N
SMB2017--07-16 | Standard Window- Slider, 51-60 UI | 88.36 | White's Lumber, Inc. | MI WINDOWS | 1255 | 1255 | 1 | WHITE | Almond is available for a $11.00 upcharge per unit. | N
SMB2017--07-16 | Standard Window- Slider, 51-60 UI | 105.75 | SELLMORE INDUSTRIES INC | Energy King Window & Door | Pro 210 F Both sides | Pro 210 F Both sides | 1 | WHITE |  | Y
SMB2017--07-16 | Standard Window- Slider 51-60 UI | 126.08 | Weatherpanel Inc. | WINCORE | 5400 2LS | 5400 2LS | 1 | WHITE | Orleans, Livingston, Genesee & Wyoming counties for the Finger Lakes Region | N
SMB2017--07-16 | Standard Window- Slider, 51-60 UI | 129.99 | National Vinyl LLC | National Vinyl LLC | Northwind III EA | Northwind III EA | 7 | WHITE | Desert Sand add 15% to all white prices. Low E/Argon .27 U-Factor, 1/2 non-lock fiber mesh screen, head expander. $.69 per foot for nail fin & J(new construction). BOTH SIDES OPERATE | N
SMB2017--07-16 | Standard Window- Slider, 51-60 UI | 145 | PVC INDUSTRIES | PVC INDUSTRIES | EARTHWISE | R3S2 | 1 | WHITE | R3 SLIDERS - REPLACEMENT BOTH SIDES SLIDE, NEW CONSTRUCTION, ONE SIDE ONLY | y
SMB2017--07-16 | Standard Window- Slider, 51-60 UI | 197.08 | WILLIAMSON BUILDING SUPPLY | ATRIUM/ELLISON | 1300 SLIDER | 1300 SLIDER | 1 | WHITE | OPENING SIZE USED FOR BID 26 X 30 | N
SMB2017--07-16 | Standard Window- Slider, 51-60 UI | 248 | Pella | Pella | 250 Series | 250 | 1 | WHITE |  | N
SMB2017--07-17 | Standard Window- Slider, 61-70 UI | 98.75 | White's Lumber, Inc. | MI WINDOWS | 1255 | 1255 | 1 | WHITE | Almond is available for a $11.00 upcharge per unit. | N
SMB2017--07-17 | Standard Window- Slider, 61-70 UI | 117 | SELLMORE INDUSTRIES INC | Energy King Window & Door | Pro 210 F Both sides | Pro 210 F Both sides | 1 | WHITE |  | Y
SMB2017--07-17 | Standard Window- Slider 61-70 UI | 130 | Weatherpanel Inc. | WINCORE | 5400 2LS | 5400 2LS | 1 | WHITE | Orleans, Livingston, Genesee & Wyoming counties for the Finger Lakes Region | N
SMB2017--07-17 | Standard Window- Slider, 61-70 UI | 155 | PVC INDUSTRIES | PVC INDUSTRIES | EARTHWISE | R3S2 | 1 | WHITE | R3 SLIDERS - REPLACEMENT BOTH SIDES SLIDE, NEW CONSTRUCTION, ONE SIDE ONLY | y
SMB2017--07-17 | Standard Window- Slider, 61-70 UI | 174.51 | National Vinyl LLC | National Vinyl LLC | Northwind III EA | Northwind III EA | 7 | WHITE | Desert Sand add 15% to all white prices. Low E/Argon .27 U-Factor, 1/2 non-lock fiber mesh screen, head expander. $.69 per foot for nail fin & J(new construction). BOTH SIDES OPERATE | N
SMB2017--07-17 | Standard Window- Slider, 61-70 UI | 205.16 | WILLIAMSON BUILDING SUPPLY | ATRIUM/ELLISON | REPL 1300 SLIDER | REPL 1300 SLIDER | 1 | WHITE | OPENING SIZE USED FOR BID 30 X 36 | N
SMB2017--07-17 | Standard Window- Slider, 61-70 UI | 294 | Pella | Pella | 250 Series | 250 | 1 | WHITE |  | N
SMB2017--07-18 | Standard Window- Slider, 71-80 UI | 109.15 | White's Lumber, Inc. | MI WINDOWS | 1255 | 1255 | 1 | WHITE | Almond is available for a $11.00 upcharge per unit. | N
SMB2017--07-18 | Standard Window- Slider, 71-80 UI | 129.75 | SELLMORE INDUSTRIES INC | Energy King Window & Door | Pro 210 F Both sides | Pro 210 F Both sides | 1 | WHITE |  | Y
SMB2017--07-18 | Standard Window- Slider 71-80 UI | 133.63 | Weatherpanel Inc. | WINCORE | 5400 2LS | 5400 2LS | 1 | WHITE | Orleans, Livingston, Genesee & Wyoming counties for the Finger Lakes Region | N
SMB2017--07-18 | Standard Window- Slider, 71-80 UI | 166 | PVC INDUSTRIES | PVC INDUSTRIES | EARTHWISE | R3S2 | 1 | WHITE | R3 SLIDERS - REPLACEMENT BOTH SIDES SLIDE, NEW CONSTRUCTION, ONE SIDE ONLY | y
SMB2017--07-18 | Standard Window- Slider, 71-80 UI | 188.37 | National Vinyl LLC | National Vinyl LLC | Northwind III EA | Northwind III EA | 7 | WHITE | Desert Sand add 15% to all white prices. Low E/Argon .27 U-Factor, 1/2 non-lock fiber mesh screen, head expander. $.69 per foot for nail fin & J(new construction). BOTH SIDES OPERATE | N
SMB2017--07-18 | Standard Window- Slider, 71-80 UI | 213.25 | WILLIAMSON BUILDING SUPPLY | ATRIUM/ELLISON | REPL 1300 SLIDER | REPL 1300 SLIDER | 1 | WHITE | OPENING SIZE USED FOR BID 36 X 42 | N
SMB2017--07-18 | Standard Window- Slider, 71-80 UI | 332 | Pella | Pella | 250 Series | 250 | 1 | WHITE |  | N
SMB2017--07-19 | Standard Window- Slider, 81-90 UI | 118.25 | White's Lumber, Inc. | MI WINDOWS | 1255 | 1255 | 1 | WHITE | Almond is available for a $11.00 upcharge per unit. | N
SMB2017--07-19 | Standard Window- Slider 81-90 UI | 137.58 | Weatherpanel Inc. | WINCORE | 5400 2LS | 5400 2LS | 1 | WHITE | Orleans, Livingston, Genesee & Wyoming counties for the Finger Lakes Region | N
SMB2017--07-19 | Standard Window- Slider, 81-90 UI | 142 | SELLMORE INDUSTRIES INC | Energy King Window & Door | Pro 210 F Both sides | Pro 210 F Both sides | 1 | WHITE |  | Y
SMB2017--07-19 | Standard Window- Slider, 81-90 UI | 184 | PVC INDUSTRIES | PVC INDUSTRIES | EARTHWISE | R3S2 | 1 | WHITE | R3 SLIDERS - REPLACEMENT BOTH SIDES SLIDE, NEW CONSTRUCTION, ONE SIDE ONLY | y
SMB2017--07-19 | Standard Window- Slider, 81-90 UI | 203.49 | National Vinyl LLC | National Vinyl LLC | Northwind III EA | Northwind III EA | 7 | WHITE | Desert Sand add 15% to all white prices. Low E/Argon .27 U-Factor, 1/2 non-lock fiber mesh screen, head expander. $.69 per foot for nail fin & J(new construction). BOTH SIDES OPERATE | N
SMB2017--07-19 | Standard Window- Slider, 81-90 UI | 223.35 | WILLIAMSON BUILDING SUPPLY | ATRIUM/ELLISON | REPL 1300 SLIDER | REPL 1300 SLIDER | 1 | WHITE | OPENING SIZE USED FOR BID 42 X 48 | N
SMB2017--07-19 | Standard Window- Slider, 81-90 UI | 360 | Pella | Pella | 250 Series | 250 | 1 | WHITE |  | N
SMB2017--07-20 | Standard Window- Slider, 91-100 UI | 131.24 | White's Lumber, Inc. | MI WINDOWS | 1255 | 1255 | 1 | WHITE | Almond is available for a $11.00 upcharge per unit. | N
SMB2017--07-20 | Standard Window- Slider 91-100 UI | 141.51 | Weatherpanel Inc. | WINCORE | 5400 2LS | 5400 2LS | 1 | WHITE | Orleans, Livingston, Genesee & Wyoming counties for the Finger Lakes Region | N
SMB2017--07-20 | Standard Window- Slider, 91-100 UI | 156.5 | SELLMORE INDUSTRIES INC | Energy King Window & Door | Pro 210 F Both sides | Pro 210 F Both sides | 1 | WHITE |  | Y
SMB2017--07-20 | Standard Window- Slider, 91-100 UI | 198 | PVC INDUSTRIES | PVC INDUSTRIES | EARTHWISE | R3S2 | 1 | WHITE | R3 SLIDERS - REPLACEMENT BOTH SIDES SLIDE, NEW CONSTRUCTION, ONE SIDE ONLY | y
SMB2017--07-20 | Standard Window- Slider, 91-100 UI | 219.87 | National Vinyl LLC | National Vinyl LLC | Northwind III EA | Northwind III EA | 7 | WHITE | Desert Sand add 15% to all white prices. Low E/Argon .27 U-Factor, 1/2 non-lock fiber mesh screen, head expander. $.69 per foot for nail fin & J(new construction). BOTH SIDES OPERATE | N
SMB2017--07-20 | Standard Window- Slider, 91-100 UI | 232.45 | WILLIAMSON BUILDING SUPPLY | ATRIUM/ELLISON | REPL 1300 SLIDER | REPL 1300 SLIDER | 1 | WHITE | OPENING SIZE USED FOR BID 42 X 56 | N
SMB2017--07-20 | Standard Window- Slider, 91-100 UI | 388 | Pella | Pella | 250 Series | 250 | 1 | WHITE |  | N
SMB2017--07-21 | Standard Window- Slider Per UI over 100 | 1.38 | White's Lumber, Inc. | MI WINDOWS | 1255 | 1255 | 1 | WHITE |  | N
SMB2017--07-21 | Standard Window- Slider Per UI over 100 | 2.18 | National Vinyl LLC | National Vinyl LLC | Northwind III EA | Northwind III EA | 7 | WHITE | Desert Sand add 15% to all white prices. Low E/Argon .27 U-Factor, 1/2 non-lock fiber mesh screen, head expander. $.69 per foot for nail fin & J(new construction). BOTH SIDES OPERATE | N
SMB2017--07-21 | Standard Window- Slider Per UI over 100 | 2.4 | Weatherpanel Inc. | WINCORE | 5400 2LS | 5400 2LS | 1 | WHITE | Orleans, Livingston, Genesee & Wyoming counties for the Finger Lakes Region | N
SMB2017--07-21 | Standard Window- Slider Per UI over 100 | 2.5 | SELLMORE INDUSTRIES INC | Energy King Window & Door | Pro 210 F Both sides | Pro 210 F Both sides | 1 | WHITE |  | Y
SMB2017--07-21 | Standard Window- Slider Per UI over 100 | 3 | PVC INDUSTRIES | PVC INDUSTRIES | EARTHWISE | R3S2 | 1 | WHITE |  | y
SMB2017--07-21 | Standard Window- Slider Per UI over 100 | 250.64 | WILLIAMSON BUILDING SUPPLY | ATRIUM/ELLISON | REPL 1300 SLIDER | REPL 1300 SLIDER | 1 | WHITE | OPENING SIZE USED FOR BID 48 X 60 | N
SMB2017--07-21 | Standard Window- Slider Per UI over 100 | 529 | Pella | Pella | 250 Series | 250 | 1 | WHITE |  | N
SMB2017--07-22 | Standard Window- Casement, Up to 50 UI | 127.25 | SELLMORE INDUSTRIES INC | Energy King Window & Door | 8100 Casement | 8100 Casement | 1 | WHITE |  | Y
SMB2017--07-22 | Standard Window- Casement, Up to 50 UI | 157.23 | White's Lumber, Inc. | MI WINDOWS | 1675 | 1675 | 1 | WHITE | Almond is available for a $11.00 upcharge per unit. | N
SMB2017--07-22 | Standard Window- Casement, Up to 50 UI | 173 | PVC INDUSTRIES | PVC INDUSTRIES | EARTHWISE | R3CASE | 1 | WHITE | ENERGY STAR - LOW E ARGON - EXTRA HARDCOAT LOW E ON INTERIOR GLASS. REPLACEMENT OR NEW CONSTRUCTION COLORS AVAILABLE | y
SMB2017--07-22 | Standard Window- Casement, Up to 50 UI | 195.93 | National Vinyl LLC | National Vinyl LLC | Northwind III EA | Northwind III EA | 7 | WHITE | Desert Sand add 15% to all white prices. Low E/Argon .27 U-Factor, full non-lock fiber mesh screen, head expander. $.69 per foot for nail fin & J(new construction) | N
SMB2017--07-22 | Standard Window- Casement, Up to 50 UI | 246.09 | WILLIAMSON BUILDING SUPPLY | ATRIUM/ELLISON | REPL CM 700 | REPL CM 700 | 1 | WHITE | OPENING SIZE USED FOR BID 24 X 24 | N
SMB2017--07-22 | Standard Window- Casement Up to 50 UI | 276 | Weatherpanel Inc. | WINCORE | 7700 | 7700 CSMT | 1 | WHITE | Orleans, Livingston, Genesee & Wyoming counties for the Finger Lakes Region | N
SMB2017--07-22 | Standard Window- Casement, Up to 50 UI | 422 | Pella | Pella | 350 Series | 350 | 1 | WHITE |  | N
SMB2017--07-23 | Standard Window- Casement, 51-60 UI | 135 | SELLMORE INDUSTRIES INC | Energy King Window & Door | 8100 Casement | 8100 Casement | 1 | WHITE |  | Y
SMB2017--07-23 | Standard Window- Casement, 51-60 UI | 170.22 | White's Lumber, Inc. | MI WINDOWS | 1675 | 1675 | 1 | WHITE | Almond is available for a $11.00 upcharge per unit. | N
SMB2017--07-23 | Standard Window- Casement, 51-60 UI | 173 | PVC INDUSTRIES | PVC INDUSTRIES | EARTHWISE | R3CASE | 1 | WHITE | ENERGY STAR - LOW E ARGON - EXTRA HARDCOAT LOW E ON INTERIOR GLASS. REPLACEMENT OR NEW CONSTRUCTION COLORS AVAILABLE | y
SMB2017--07-23 | Standard Window- Casement, 51-60 UI | 195.93 | National Vinyl LLC | National Vinyl LLC | Northwind III EA | Northwind III EA | 7 | WHITE | Desert Sand add 15% to all white prices. Low E/Argon .27 U-Factor, full non-lock fiber mesh screen, head expander. $.69 per foot for nail fin & J(new construction) | N
SMB2017--07-23 | Standard Window- Casement, 51-60 UI | 246.09 | WILLIAMSON BUILDING SUPPLY | ATRIUM/ELLISON | REPL CM 700 | REPL CM 700 | 1 | WHITE | OPENING SIZE USED FOR BID 26 X 30 | N
SMB2017--07-23 | Standard Window- Casement 51-60 UI | 276 | Weatherpanel Inc. | WINCORE | 7700 | 7700 CSMT | 1 | WHITE | Orleans, Livingston, Genesee & Wyoming counties for the Finger Lakes Region | N
SMB2017--07-23 | Standard Window- Casement, 51-60 UI | 450 | Pella | Pella | 350 Series | 350 | 1 | WHITE |  | N
SMB2017--07-24 | Standard Window- Casement 61-70 UI | 146.5 | SELLMORE INDUSTRIES INC | Energy King Window & Door | 8100 Casement | 8100 Casement | 1 | WHITE |  | Y
SMB2017--07-24 | Standard Window- Casement 61-70 UI | 183.22 | White's Lumber, Inc. | MI WINDOWS | 1675 | 1675 | 1 | WHITE | Almond is available for a $11.00 upcharge per unit. | N
SMB2017--07-24 | Standard Window- Casement 61-70 UI | 203 | PVC INDUSTRIES | PVC INDUSTRIES | EARTHWISE | R3CASE | 1 | WHITE | ENERGY STAR - LOW E ARGON - EXTRA HARDCOAT LOW E ON INTERIOR GLASS. REPLACEMENT OR NEW CONSTRUCTION COLORS AVAILABLE | y
SMB2017--07-24 | Standard Window- Casement 61-70 UI | 209.79 | National Vinyl LLC | National Vinyl LLC | Northwind III EA | Northwind III EA | 7 | WHITE | Desert Sand add 15% to all white prices. Low E/Argon .27 U-Factor, full non-lock fiber mesh screen, head expander. $.69 per foot for nail fin & J(new construction) | N
SMB2017--07-24 | Standard Window- Casement 61-70 UI | 270.34 | WILLIAMSON BUILDING SUPPLY | ATRIUM/ELLISON | REPL CM 700 | REPL CM 700 | 1 | WHITE | OPENING SIZE USED FOR BID 30 X 36 | N
SMB2017--07-24 | Standard Window- Casement 61-70 UI | 276 | Weatherpanel Inc. | WINCORE | 7700 | 7700 CSMT | 1 | WHITE | Orleans, Livingston, Genesee & Wyoming counties for the Finger Lakes Region | N
SMB2017--07-24 | Standard Window- Casement 61-70 UI | 478 | Pella | Pella | 350 Series | 350 | 1 | WHITE |  | N
SMB2017--07-25 | Standard Window- Casement, 71-80 UI | 159.5 | SELLMORE INDUSTRIES INC | Energy King Window & Door | 8100 Casement | 8100 Casement | 1 | WHITE |  | Y
SMB2017--07-25 | Standard Window- Casement, 71-80 UI | 197.51 | White's Lumber, Inc. | MI WINDOWS | 1675 | 1675 | 1 | WHITE | Almond is available for a $11.00 upcharge per unit. | N
SMB2017--07-25 | Standard Window- Casement, 71-80 UI | 211 | PVC INDUSTRIES | PVC INDUSTRIES | EARTHWISE | R3CASE | 1 | WHITE | ENERGY STAR - LOW E ARGON - EXTRA HARDCOAT LOW E ON INTERIOR GLASS. REPLACEMENT OR NEW CONSTRUCTION COLORS AVAILABLE | y
SMB2017--07-25 | Standard Window- Casement, 71-80 UI | 241.29 | National Vinyl LLC | National Vinyl LLC | Northwind III EA | Northwind III EA | 7 | WHITE | Desert Sand add 15% to all white prices. Low E/Argon .27 U-Factor, full non-lock fiber mesh screen, head expander. $.69 per foot for nail fin & J(new construction) | N
SMB2017--07-25 | Standard Window- Casement 71-80 UI | 281 | Weatherpanel Inc. | WINCORE | 7700 | 7700 CSMT | 1 | WHITE | Orleans, Livingston, Genesee & Wyoming counties for the Finger Lakes Region | N
SMB2017--07-25 | Standard Window- Casement, 71-80 UI | 294.6 | WILLIAMSON BUILDING SUPPLY | ATRIUM/ELLISON | REPL CM 700 | REPL CM 700 | 1 | WHITE | OPENING SIZE USED FOR BID 36 X 42 | N
SMB2017--07-25 | Standard Window- Casement, 71-80 UI | 506 | Pella | Pella | 350 Series | 350 | 1 | WHITE |  | N
SMB2017--07-26 | Standard Window- Casement, 81-90 UI | 172.25 | SELLMORE INDUSTRIES INC | Energy King Window & Door | 8100 Casement | 8100 Casement | 1 | WHITE |  | Y
SMB2017--07-26 | Standard Window- Casement, 81-90 UI | 210.51 | White's Lumber, Inc. | MI WINDOWS | 1675 | 1675 | 1 | WHITE | Almond is available for a $11.00 upcharge per unit. | N
SMB2017--07-26 | Standard Window- Casement, 81-90 UI | 223 | PVC INDUSTRIES | PVC INDUSTRIES | EARTHWISE | R3CASE | 1 | WHITE | ENERGY STAR - LOW E ARGON - EXTRA HARDCOAT LOW E ON INTERIOR GLASS. REPLACEMENT OR NEW CONSTRUCTION COLORS AVAILABLE | y
SMB2017--07-26 | Standard Window- Casement, 81-90 UI | 272.79 | National Vinyl LLC | National Vinyl LLC | Northwind III EA | Northwind III EA | 7 | WHITE | Desert Sand add 15% to all white prices. Low E/Argon .27 U-Factor, full non-lock fiber mesh screen, head expander. $.69 per foot for nail fin & J(new construction) | N
SMB2017--07-26 | Standard Window- Casement 81-90 UI | 281 | Weatherpanel Inc. | WINCORE | 7700 | 7700 CSMT | 1 | WHITE | Orleans, Livingston, Genesee & Wyoming counties for the Finger Lakes Region | N
SMB2017--07-26 | Standard Window- Casement, 81-90 UI | 329.98 | WILLIAMSON BUILDING SUPPLY | ATRIUM/ELLISON | REPL CM 700 | REPL CM 700 | 1 | WHITE | OPENING SIZE USED FOR BID 36X62 | N
SMB2017--07-26 | Standard Window- Casement, 81-90 UI | 534 | Pella | Pella | 350 Series | 350 | 1 | WHITE |  | N
SMB2017--07-27 | Standard Window- Casement, 91-100 UI | 185.25 | SELLMORE INDUSTRIES INC | Energy King Window & Door | 8100 Casement | 8100 Casement | 1 | WHITE |  | Y
SMB2017--07-27 | Standard Window- Casement, 91-100 UI | 223.5 | White's Lumber, Inc. | MI WINDOWS | 1675 | 1675 | 1 | WHITE | Almond is available for a $11.00 upcharge per unit. | N
SMB2017--07-27 | Standard Window- Casement, 91-100 UI | 236 | PVC INDUSTRIES | PVC INDUSTRIES | EARTHWISE | R3CASE | 1 | WHITE | ENERGY STAR - LOW E ARGON - EXTRA HARDCOAT LOW E ON INTERIOR GLASS. REPLACEMENT OR NEW CONSTRUCTION COLORS AVAILABLE | y
SMB2017--07-27 | Standard Window- Casement, 91-100 UI | 281 | Weatherpanel Inc. | WINCORE | 7700 | 7700 CSMT | 1 | WHITE | Orleans, Livingston, Genesee & Wyoming counties for the Finger Lakes Region | N
SMB2017--07-27 | Standard Window- Casement, 91-100 UI | 288.41 | National Vinyl LLC | National Vinyl LLC | Northwind III EA | Northwind III EA | 7 | WHITE | Desert Sand add 15% to all white prices. Low E/Argon .27 U-Factor, full non-lock fiber mesh screen, head expander. $.69 per foot for nail fin & J(new construction) | N
SMB2017--07-27 | Standard Window- Casement, 91-100 UI | 361.3 | WILLIAMSON BUILDING SUPPLY | ATRIUM/ELLISON | REPL CM 700 | REPL CM 700 | 1 | WHITE | OPENING SIZE USED FOR BID 36X62 | N
SMB2017--07-27 | Standard Window- Casement, 91-100 UI | 562 | Pella | Pella | 350 Series | 350 | 1 | WHITE |  | N
SMB2017--07-28 | Standard Window- Casement, Per UI over 100 | 2.27 | White's Lumber, Inc. | MI WINDOWS | 1675 | 1675 | 1 | WHITE |  | N
SMB2017--07-28 | Standard Window- Casement, Per UI over 100 | 2.75 | SELLMORE INDUSTRIES INC | Energy King Window & Door | 8100 Casement | 8100 Casement | 1 | WHITE |  | Y
SMB2017--07-28 | Standard Window- Casement, Per UI over 100 | 3 | PVC INDUSTRIES | PVC INDUSTRIES | EARTHWISE | R3CASE | 1 | WHITE |  | y
SMB2017--07-28 | Standard Window- Casement, Per UI over 100 | 3 | Weatherpanel Inc. | WINCORE | 7700 | 7700 CSMT | 1 | WHITE | Orleans, Livingston, Genesee & Wyoming counties for the Finger Lakes Region | N
SMB2017--07-28 | Standard Window- Casement, Per UI over 100 | 3.4 | National Vinyl LLC | National Vinyl LLC | Northwind III EA | Northwind III EA | 7 | WHITE | Desert Sand add 15% to all white prices. Low E/Argon .27 U-Factor, full non-lock fiber mesh screen, head expander. $.69 per foot for nail fin & J(new construction) | N
SMB2017--07-28 | Standard Window- Casement, Per UI over 100 | 361.3 | WILLIAMSON BUILDING SUPPLY | ATRIUM/ELLISON | REPL CM 700 | REPL CM 700 | 1 | WHITE | OPENING SIZE USED FOR BID 36X68 | N
SMB2017--07-28 | Standard Window- Casement, Per UI over 100 | 591 | Pella | Pella | 350 Series | 350 | 1 | WHITE |  | N
SMB2017--07-29 | Standard Window- Picture, Up to 50 UI | 87.06 | White's Lumber, Inc. | MI WINDOWS | 1555 | 1555 | 1 | WHITE | Almond is available for a $11.00 upcharge per unit. | N
SMB2017--07-29 | Standard Window- Picture, Up to 50 UI | 88.6 | SELLMORE INDUSTRIES INC | Energy King Window & Door | 8500-8600 | 8500-8600 | 1 | WHITE |  | Y
SMB2017--07-29 | Standard Window- Picture, Up to 50 UI | 105 | PVC INDUSTRIES | PVC INDUSTRIES | EARTHWISE | R3PICT | 1 | WHITE | ENERGY STAR - LOW E ARGON - EXTRA HARDCOAT LOW E ON INTERIOR GLASS. REPLACEMENT OR NEW CONSTRUCTION COLORS AVAILABLE | y
SMB2017--07-29 | Standard Window- Picture, Up to 50 UI | 110 | Weatherpanel Inc. | WINCORE | 5400 | 5400 PIC | 1 | WHITE | Orleans, Livingston, Genesee & Wyoming counties for the Finger Lakes Region | N
SMB2017--07-29 | Standard Window- Picture, Up to 50 UI | 111.72 | National Vinyl LLC | National Vinyl LLC | Northwind III EA | Northwind III EA | 7 | WHITE | Desert Sand add 15% to all white prices. Low E/Argon .27 U-Factor, head expander. $.69 per foot for nail fin & J(new construction) | N
SMB2017--07-29 | Standard Window- Picture, Up to 50 UI | 170.8 | WILLIAMSON BUILDING SUPPLY | ATRIUM/ELLISON | REPL 1800 PIC | REPL 1800 PIC | 1 | WHITE | OPENING SIZE USED FOR BID 24 X 24 | N
SMB2017--07-29 | Standard Window- Picture, Up to 50 UI | 189 | Pella | Pella | 250 Series | 250 | 1 | WHITE |  | N
SMB2017--07-30 | Standard Window- Picture, 51-60 UI | 93.25 | SELLMORE INDUSTRIES INC | Energy King Window & Door | 8500-8600 | 8500-8600 | 1 | WHITE |  | Y
SMB2017--07-30 | Standard Window- Picture, 51-60 UI | 97.46 | White's Lumber, Inc. | MI WINDOWS | 1555 | 1555 | 1 | WHITE | Almond is available for a $11.00 upcharge per unit. | N
SMB2017--07-30 | Standard Window- Picture, 51-60 UI | 105 | PVC INDUSTRIES | PVC INDUSTRIES | EARTHWISE | R3PICT | 1 | WHITE | ENERGY STAR - LOW E ARGON - EXTRA HARDCOAT LOW E ON INTERIOR GLASS. REPLACEMENT OR NEW CONSTRUCTION COLORS AVAILABLE | y
SMB2017--07-30 | Standard Window- Picture 51-60 UI | 110 | Weatherpanel Inc. | WINCORE | 5400 | 5400 PIC | 1 | WHITE | Orleans, Livingston, Genesee & Wyoming counties for the Finger Lakes Region | N
SMB2017--07-30 | Standard Window- Picture, 51-60 UI | 136.92 | National Vinyl LLC | National Vinyl LLC | Northwind III EA | Northwind III EA | 7 | WHITE | Desert Sand add 15% to all white prices. Low E/Argon .27 U-Factor, head expander. $.69 per foot for nail fin & J(new construction) | N
SMB2017--07-30 | Standard Window- Picture, 51-60 UI | 189 | Pella | Pella | 250 Series | 250 | 1 | WHITE |  | N
SMB2017--07-30 | Standard Window- Picture, 51-60 UI | 263.77 | WILLIAMSON BUILDING SUPPLY | ATRIUM/ELLISON | REPL 1800 PIC | REPL 1800 PIC | 1 | WHITE | OPENING SIZE USED FOR BID 26 X 30 | N
SMB2017--07-31 | Standard Window- Picture, 61-70 UI | 100.25 | SELLMORE INDUSTRIES INC | Energy King Window & Door | 8500-8600 | 8500-8600 | 1 | WHITE |  | Y
SMB2017--07-31 | Standard Window- Picture, 61-70 UI | 105 | PVC INDUSTRIES | PVC INDUSTRIES | EARTHWISE | R3PICT | 1 | WHITE | ENERGY STAR - LOW E ARGON - EXTRA HARDCOAT LOW E ON INTERIOR GLASS. REPLACEMENT OR NEW CONSTRUCTION COLORS AVAILABLE | y
SMB2017--07-31 | Standard Window- Picture, 61-70 UI | 110.45 | White's Lumber, Inc. | MI WINDOWS | 1555 | 1555 | 1 | WHITE | Almond is available for a $11.00 upcharge per unit. | N
SMB2017--07-31 | Standard Window- Picture 61-70 UI | 116 | Weatherpanel Inc. | WINCORE | 5400 | 5400 PIC | 1 | WHITE | Orleans, Livingston, Genesee & Wyoming counties for the Finger Lakes Region | N
SMB2017--07-31 | Standard Window- Picture, 61-70 UI | 155.82 | National Vinyl LLC | National Vinyl LLC | Northwind III EA | Northwind III EA | 7 | WHITE | Desert Sand add 15% to all white prices. Low E/Argon .27 U-Factor, head expander. $.69 per foot for nail fin & J(new construction) | N
SMB2017--07-31 | Standard Window- Picture, 61-70 UI | 245 | Pella | Pella | 250 Series | 250 | 1 | WHITE |  | N
SMB2017--07-31 | Standard Window- Picture, 61-70 UI | 288.02 | WILLIAMSON BUILDING SUPPLY | ATRIUM/ELLISON | REPL 1800 PIC | REPL 1800 PIC | 1 | WHITE | OPENING SIZE USED FOR BID 30 X 36 | N
SMB2017--07-32 | Standard Window- Picture, 71-80 UI | 107.25 | SELLMORE INDUSTRIES INC | Energy King Window & Door | 8500-8600 | 8500-8600 | 1 | WHITE |  | Y
SMB2017--07-32 | Standard Window- Picture, 71-80 UI | 118 | PVC INDUSTRIES | PVC INDUSTRIES | EARTHWISE | R3PICT | 1 | WHITE | ENERGY STAR - LOW E ARGON - EXTRA HARDCOAT LOW E ON INTERIOR GLASS. REPLACEMENT OR NEW CONSTRUCTION COLORS AVAILABLE | y
SMB2017--07-32 | Standard Window- Picture, 71-80 UI | 121 | Weatherpanel Inc. | WINCORE | 5400 | 5400 PIC | 1 | WHITE | Orleans, Livingston, Genesee & Wyoming counties for the Finger Lakes Region | N
SMB2017--07-32 | Standard Window- Picture, 71-80 UI | 123.45 | White's Lumber, Inc. | MI WINDOWS | 1555 | 1555 | 1 | WHITE | Almond is available for a $11.00 upcharge per unit. | N
SMB2017--07-32 | Standard Window- Picture, 71-80 UI | 155.82 | National Vinyl LLC | National Vinyl LLC | Northwind III EA | Northwind III EA | 7 | WHITE | Desert Sand add 15% to all white prices. Low E/Argon .27 U-Factor, head expander. $.69 per foot for nail fin & J(new construction) | N
SMB2017--07-32 | Standard Window- Picture, 71-80 UI | 273 | Pella | Pella | 250 Series | 250 | 1 | WHITE |  | N
SMB2017--07-32 | Standard Window- Picture, 71-80 UI | 301.16 | WILLIAMSON BUILDING SUPPLY | ATRIUM/ELLISON | REPL 1800 PIC | REPL 1800 PIC | 1 | WHITE | OPENING SIZE USED FOR BID 36 X 42 | N
SMB2017--07-33 | Standard Window- Picture, 81-90 UI | 115.5 | SELLMORE INDUSTRIES INC | Energy King Window & Door | 8500-8600 | 8500-8600 | 1 | WHITE |  | Y
SMB2017--07-33 | Standard Window- Picture, 81-90 UI | 130 | Weatherpanel Inc. | WINCORE | 5400 | 5400 PIC | 1 | WHITE | Orleans, Livingston, Genesee & Wyoming counties for the Finger Lakes Region | N
SMB2017--07-33 | Standard Window- Picture, 81-90 UI | 131 | PVC INDUSTRIES | PVC INDUSTRIES | EARTHWISE | R3PICT | 1 | WHITE | ENERGY STAR - LOW E ARGON - EXTRA HARDCOAT LOW E ON INTERIOR GLASS. REPLACEMENT OR NEW CONSTRUCTION COLORS AVAILABLE | y
SMB2017--07-33 | Standard Window- Picture, 81-90 UI | 137.45 | White's Lumber, Inc. | MI WINDOWS | 1555 | 1555 | 1 | WHITE | Almond is available for a $11.00 upcharge per unit. | N
SMB2017--07-33 | Standard Window- Picture, 81-90 UI | 191.94 | National Vinyl LLC | National Vinyl LLC | Northwind III EA | Northwind III EA | 7 | WHITE | Desert Sand add 15% to all white prices. Low E/Argon .27 U-Factor, head expander. $.69 per foot for nail fin & J(new construction) | N
SMB2017--07-33 | Standard Window- Picture, 81-90 UI | 291 | Pella | Pella | 250 Series | 250 | 1 | WHITE |  | N
SMB2017--07-33 | Standard Window- Picture, 81-90 UI | 324.41 | WILLIAMSON BUILDING SUPPLY | ATRIUM/ELLISON | REPL 1800 PIC | REPL 1800 PIC | 1 | WHITE | OPENING SIZE USED FOR BID 42 X 48 | N
SMB2017--07-34 | Standard Window- Picture, 91-100 UI | 128.75 | SELLMORE INDUSTRIES INC | Energy King Window & Door | 8500-8600 | 8500-8600 | 1 | WHITE |  | Y
SMB2017--07-34 | Standard Window- Picture, 91-100 UI | 141 | Weatherpanel Inc. | WINCORE | 5400 | 5400 PIC | 1 | WHITE | Orleans, Livingston, Genesee & Wyoming counties for the Finger Lakes Region | N
SMB2017--07-34 | Standard Window- Picture, 91-100 UI | 148 | PVC INDUSTRIES | PVC INDUSTRIES | EARTHWISE | R3PICT | 1 | WHITE | ENERGY STAR - LOW E ARGON - EXTRA HARDCOAT LOW E ON INTERIOR GLASS. REPLACEMENT OR NEW CONSTRUCTION COLORS AVAILABLE | y
SMB2017--07-34 | Standard Window- Picture, 91-100 UI | 153.34 | White's Lumber, Inc. | MI WINDOWS | 1555 | 1555 | 1 | WHITE | Almond is available for a $11.00 upcharge per unit. | N
SMB2017--07-34 | Standard Window- Picture, 91-100 UI | 207.19 | National Vinyl LLC | National Vinyl LLC | Northwind III EA | Northwind III EA | 7 | WHITE | Desert Sand add 15% to all white prices. Low E/Argon .27 U-Factor, head expander. $.69 per foot for nail fin & J(new construction) | N
SMB2017--07-34 | Standard Window- Picture, 91-100 UI | 329 | Pella | Pella | 250 Series | 250 | 1 | WHITE |  | N
SMB2017--07-34 | Standard Window- Picture, 91-100 UI | 341.59 | WILLIAMSON BUILDING SUPPLY | ATRIUM/ELLISON | REPL 1800 PIC | REPL 1800 PIC | 1 | WHITE | OPENING SIZE USED FOR BID 42 X 56 | N
SMB2017--07-35 | Standard Window- Picture, Per UI over 100 | 1.61 | White's Lumber, Inc. | MI WINDOWS | 1555 | 1555 | 1 | WHITE |  | N
SMB2017--07-35 | Standard Window- Picture, Per UI over 100 | 2.18 | National Vinyl LLC | National Vinyl LLC | Northwind III EA | Northwind III EA | 7 | WHITE | Desert Sand add 15% to all white prices. Low E/Argon .27 U-Factor, head expander. $.69 per foot for nail fin & J(new construction) | N
SMB2017--07-35 | Standard Window- Picture, Per UI over 100 | 2.2 | Weatherpanel Inc. | WINCORE | 5400 | 5400 PIC | 1 | WHITE | Orleans, Livingston, Genesee & Wyoming counties for the Finger Lakes Region | N
SMB2017--07-35 | Standard Window- Picture, Per UI over 100 | 2.9 | SELLMORE INDUSTRIES INC | Energy King Window & Door | 8500-8600 | 8500-8600 | 1 | WHITE |  | Y
SMB2017--07-35 | Standard Window- Picture, Per UI over 100 | 3 | PVC INDUSTRIES | PVC INDUSTRIES | EARTHWISE | R3PICT | 1 | WHITE |  | y
SMB2017--07-35 | Standard Window- Picture, Per UI over 100 | 361.8 | WILLIAMSON BUILDING SUPPLY | ATRIUM/ELLISON | REPL 1800 PIC | REPL 1800 PIC | 1 | WHITE | OPENING SIZE USED FOR BID 48 X 60 | N
SMB2017--07-35 | Standard Window- Picture, Per UI over 100 | 638 | Pella | Pella | 250 Series | 250 | 1 | WHITE |  | N

## R5 Windows
Item Number | Item Name | Total Price | Supplier Name | Manufacturer Name | Model Number | Product # for Ordering | Min Qty | Color | Vendor Notes | Southern Tier
SMB2017--07-36 | R-5 Single Hung Up to 50 UI | 338 | Pella | Pella | 350 Series | 350 | 1 | WHITE |  | N
SMB2017--07-37 | R-5 Single Hung 51-60 UI | 338 | Pella | Pella | 350 Series | 350 | 1 | WHITE |  | N
SMB2017--07-38 | R-5 Single Hung 61-70 UI | 394 | Pella | Pella | 350 Series | 350 | 1 | WHITE |  | N
SMB2017--07-39 | R-5 Single Hung 71-80 UI | 423 | Pella | Pella | 350 Series | 350 | 1 | WHITE |  | N
SMB2017--07-40 | R-5 Single Hung 81-90 UI | 461 | Pella | Pella | 350 Series | 350 | 1 | WHITE |  | N
SMB2017--07-41 | R-5 Single Hung 91-100 UI | 479 | Pella | Pella | 350 Series | 350 | 1 | WHITE |  | N
SMB2017--07-42 | R-5 Single Hung Per UI over 100 | 563 | Pella | Pella | 350 Series | 350 | 1 | WHITE |  | N
SMB2017--07-43 | R-5 Double Hung Up to 50 UI | 117 | SELLMORE INDUSTRIES INC | Energy King Window & Door | Pro Pink 200 - Triple | Pro Pink 200 - Triple | 1 | WHITE |  | Y
SMB2017--07-43 | R-5 Double Hung Up to 50 UI | 136 | PVC INDUSTRIES | PVC INDUSTRIES | EARTHWISE | R5DH | 1 | WHITE | COLORS AVAILABLE UPON REQUEST REPLACEMENT OR NEW CONSTRUCTION | y
SMB2017--07-43 | R-5 Double Hung Up to 50 UI | 136.44 | White's Lumber, Inc. | MI WINDOWS | 1650 | 1650 | 1 | WHITE | Almond is available for a $11.00 upcharge per unit | N
SMB2017--07-43 | R-5 Double Hung Up to 50 UI | 169.18 | National Vinyl LLC | National Vinyl LLC | Northwind III EA | Northwind III EA | 7 | WHITE | Desert Sand add 15% to all white prices. Low E/Argon .20 U-Factor, 1/2 non-lock fiber mesh screen, head expander. $.69 per foot for nail fin & J(new construction) | N
SMB2017--07-43 | R-5 Double Hung Up to 50 UI | 379 | Pella | Pella | 350 Series | 350 | 1 | WHITE |  | N
SMB2017--07-44 | R-5 Double Hung 51-60 UI | 124 | SELLMORE INDUSTRIES INC | Energy King Window & Door | Pro Pink 200 - Triple | Pro Pink 200 - Triple | 1 | WHITE |  | Y
SMB2017--07-44 | R-5 Double Hung 51-60 UI | 136 | PVC INDUSTRIES | PVC INDUSTRIES | EARTHWISE | R5DH | 1 | WHITE | COLORS AVAILABLE UPON REQUEST REPLACEMENT OR NEW CONSTRUCTION | y
SMB2017--07-44 | R-5 Double Hung 51-60 UI | 150.73 | White's Lumber, Inc. | MI WINDOWS | 1650 | 1650 | 1 | WHITE | Almond is available for a $11.00 upcharge per unit | N
SMB2017--07-44 | R-5 Double Hung 51-60 UI | 169.18 | National Vinyl LLC | National Vinyl LLC | Northwind III EA | Northwind III EA | 7 | WHITE | Desert Sand add 15% to all white prices. Low E/Argon .20 U-Factor, 1/2 non-lock fiber mesh screen, head expander. $.69 per foot for nail fin & J(new construction) | N
SMB2017--07-44 | R-5 Double Hung 51-60 UI | 407 | Pella | Pella | 350 Series | 350 | 1 | WHITE |  | N
SMB2017--07-45 | R-5 Double Hung 61-70 UI | 137 | SELLMORE INDUSTRIES INC | Energy King Window & Door | Pro Pink 200 - Triple | Pro Pink 200 - Triple | 1 | WHITE |  | Y
SMB2017--07-45 | R-5 Double Hung 61-70 UI | 150 | PVC INDUSTRIES | PVC INDUSTRIES | EARTHWISE | R5DH | 1 | WHITE | COLORS AVAILABLE UPON REQUEST REPLACEMENT OR NEW CONSTRUCTION | y
SMB2017--07-45 | R-5 Double Hung 61-70 UI | 163.73 | White's Lumber, Inc. | MI WINDOWS | 1650 | 1650 | 1 | WHITE | Almond is available for a $11.00 upcharge per unit | N
SMB2017--07-45 | R-5 Double Hung 61-70 UI | 169.96 | National Vinyl LLC | National Vinyl LLC | Northwind III EA | Northwind III EA | 7 | WHITE | Desert Sand add 15% to all white prices. Low E/Argon .20 U-Factor, 1/2 non-lock fiber mesh screen, head expander. $.69 per foot for nail fin & J(new construction) | N
SMB2017--07-45 | R-5 Double Hung 61-70 UI | 435 | Pella | Pella | 350 Series | 350 | 1 | WHITE |  | N
SMB2017--07-46 | R-5 Double Hung 71-80 UI | 152.25 | SELLMORE INDUSTRIES INC | Energy King Window & Door | Pro Pink 200 - Triple | Pro Pink 200 - Triple | 1 | WHITE |  | Y
SMB2017--07-46 | R-5 Double Hung 71-80 UI | 162 | PVC INDUSTRIES | PVC INDUSTRIES | EARTHWISE | R5DH | 1 | WHITE | COLORS AVAILABLE UPON REQUEST REPLACEMENT OR NEW CONSTRUCTION | y
SMB2017--07-46 | R-5 Double Hung 71-80 UI | 176.59 | National Vinyl LLC | National Vinyl LLC | Northwind III EA | Northwind III EA | 7 | WHITE | Desert Sand add 15% to all white prices. Low E/Argon .20 U-Factor, 1/2 non-lock fiber mesh screen, head expander. $.69 per foot for nail fin & J(new construction) | N
SMB2017--07-46 | R-5 Double Hung 71-80 UI | 183.22 | White's Lumber, Inc. | MI WINDOWS | 1650 | 1650 | 1 | WHITE | Almond is available for a $11.00 upcharge per unit | N
SMB2017--07-46 | R-5 Double Hung 71-80 UI | 463 | Pella | Pella | 350 Series | 350 | 1 | WHITE |  | N
SMB2017--07-47 | R-5 Double Hung 81-90 UI | 166.25 | SELLMORE INDUSTRIES INC | Energy King Window & Door | Pro Pink 200 - Triple | Pro Pink 200 - Triple | 1 | WHITE |  | Y
SMB2017--07-47 | R-5 Double Hung 81-90 UI | 179 | PVC INDUSTRIES | PVC INDUSTRIES | EARTHWISE | R5DH | 1 | WHITE | COLORS AVAILABLE UPON REQUEST REPLACEMENT OR NEW CONSTRUCTION | y
SMB2017--07-47 | R-5 Double Hung 81-90 UI | 183.73 | National Vinyl LLC | National Vinyl LLC | Northwind III EA | Northwind III EA | 7 | WHITE | Desert Sand add 15% to all white prices. Low E/Argon .20 U-Factor, 1/2 non-lock fiber mesh screen, head expander. $.69 per foot for nail fin & J(new construction) | N
SMB2017--07-47 | R-5 Double Hung 81-90 UI | 205.32 | White's Lumber, Inc. | MI WINDOWS | 1650 | 1650 | 1 | WHITE | Almond is available for a $11.00 upcharge per unit | N
SMB2017--07-47 | R-5 Double Hung 81-90 UI | 491 | Pella | Pella | 350 Series | 350 | 1 | WHITE |  | N
SMB2017--07-48 | R-5 Double Hung 91-100 UI | 182.75 | SELLMORE INDUSTRIES INC | Energy King Window & Door | Pro Pink 200 - Triple | Pro Pink 200 - Triple | 1 | WHITE |  | Y
SMB2017--07-48 | R-5 Double Hung 91-100 UI | 191.98 | National Vinyl LLC | National Vinyl LLC | Northwind III EA | Northwind III EA | 7 | WHITE | Desert Sand add 15% to all white prices. Low E/Argon .20 U-Factor, 1/2 non-lock fiber mesh screen, head expander. $.69 per foot for nail fin & J(new construction) | N
SMB2017--07-48 | R-5 Double Hung 91-100 UI | 195 | PVC INDUSTRIES | PVC INDUSTRIES | EARTHWISE | R5DH | 1 | WHITE | COLORS AVAILABLE UPON REQUEST REPLACEMENT OR NEW CONSTRUCTION | y
SMB2017--07-48 | R-5 Double Hung 91-100 UI | 227.4 | White's Lumber, Inc. | MI WINDOWS | 1650 | 1650 | 1 | WHITE | Almond is available for a $11.00 upcharge per unit | N
SMB2017--07-48 | R-5 Double Hung 91-100 UI | 520 | Pella | Pella | 350 Series | 350 | 1 | WHITE |  | N
SMB2017--07-49 | R-5 Double Hung Per UI over 100 | 2.36 | White's Lumber, Inc. | MI WINDOWS | 1650 | 1650 | 1 | WHITE |  | N
SMB2017--07-49 | R-5 Double Hung Per UI over 100 | 2.95 | SELLMORE INDUSTRIES INC | Energy King Window & Door | Pro Pink 200 - Triple | Pro Pink 200 - Triple | 1 | WHITE |  | Y
SMB2017--07-49 | R-5 Double Hung Per UI over 100 | 3.5 | National Vinyl LLC | National Vinyl LLC | Northwind III EA | Northwind III EA | 7 | WHITE | Desert Sand add 15% to all white prices. Low E/Argon .20 U-Factor, 1/2 non-lock fiber mesh screen, head expander. $.69 per foot for nail fin & J(new construction) | N
SMB2017--07-49 | R-5 Double Hung Per UI over 100 | 4 | PVC INDUSTRIES | PVC INDUSTRIES | EARTHWISE | R5DH | 1 | WHITE |  | y
SMB2017--07-49 | R-5 Double Hung Per UI over 100 | 604 | Pella | Pella | 350 Series | 350 | 1 | WHITE |  | N
SMB2017--07-50 | R-5 Slider Up to 50 UI | 114 | SELLMORE INDUSTRIES INC | Energy King Window & Door | Pro Pink 210 - Triple Both sides slide | Pro Pink 210 - Triple Both sides slide | 1 | WHITE |  | Y
SMB2017--07-50 | R-5 Slider Up to 50 UI | 123 | PVC INDUSTRIES | PVC INDUSTRIES | EARTHWISE | R5S2 | 1 | WHITE | COLORS AVAILABLE UPON REQUEST REPLACEMENT OR NEW CONSTRUCTION | y
SMB2017--07-50 | R-5 Slider Up to 50 UI | 128.73 | National Vinyl LLC | National Vinyl LLC | Northwind III EA | Northwind III EA | 7 | WHITE | Desert Sand add 15% to all white prices. Low E/Argon .20 U-Factor, 1/2 non-lock fiber mesh screen, head expander. $.69 per foot for nail fin & J(new construction) BOTH SIDES OPERATE | N
SMB2017--07-50 | R-5 Slider Up to 50 UI | 133.85 | White's Lumber, Inc. | MI WINDOWS | 1685 | 1685 | 1 | WHITE | Almond is available for a $11.00 upcharge per unit | N
SMB2017--07-50 | R-5 Slider Up to 50 UI | 364 | Pella | Pella | 350 Series | 350 | 1 | WHITE |  | N
SMB2017--07-51 | R-5 Slider 51-60 UI | 121 | SELLMORE INDUSTRIES INC | Energy King Window & Door | Pro Pink 210 - Triple Both sides slide | Pro Pink 210 - Triple Both sides slide | 1 | WHITE |  | Y
SMB2017--07-51 | R-5 Slider 51-60 UI | 135 | PVC INDUSTRIES | PVC INDUSTRIES | EARTHWISE | R5S2 | 1 | WHITE | COLORS AVAILABLE UPON REQUEST REPLACEMENT OR NEW CONSTRUCTION | y
SMB2017--07-51 | R-5 Slider 51-60 UI | 148.14 | White's Lumber, Inc. | MI WINDOWS | 1685 | 1685 | 1 | WHITE | Almond is available for a $11.00 upcharge per unit | N
SMB2017--07-51 | R-5 Slider 51-60 UI | 149.73 | National Vinyl LLC | National Vinyl LLC | Northwind III EA | Northwind III EA | 7 | WHITE | Desert Sand add 15% to all white prices. Low E/Argon .20 U-Factor, 1/2 non-lock fiber mesh screen, head expander. $.69 per foot for nail fin & J(new construction) BOTH SIDES OPERATE | N
SMB2017--07-51 | R-5 Slider 51-60 UI | 364 | Pella | Pella | 350 Series | 350 | 1 | WHITE |  | N
SMB2017--07-52 | R-5 Slider 61-70 UI | 134 | SELLMORE INDUSTRIES INC | Energy King Window & Door | Pro Pink 210 - Triple Both sides slide | Pro Pink 210 - Triple Both sides slide | 1 | WHITE |  | Y
SMB2017--07-52 | R-5 Slider 61-70 UI | 147 | PVC INDUSTRIES | PVC INDUSTRIES | EARTHWISE | R5S2 | 1 | WHITE | COLORS AVAILABLE UPON REQUEST REPLACEMENT OR NEW CONSTRUCTION | y
SMB2017--07-52 | R-5 Slider 61-70 UI | 162.43 | White's Lumber, Inc. | MI WINDOWS | 1685 | 1685 | 1 | WHITE | Almond is available for a $11.00 upcharge per unit | N
SMB2017--07-52 | R-5 Slider 61-70 UI | 194.25 | National Vinyl LLC | National Vinyl LLC | Northwind III EA | Northwind III EA | 7 | WHITE | Desert Sand add 15% to all white prices. Low E/Argon .20 U-Factor, 1/2 non-lock fiber mesh screen, head expander. $.69 per foot for nail fin & J(new construction) BOTH SIDES OPERATE | N
SMB2017--07-52 | R-5 Slider 61-70 UI | 420 | Pella | Pella | 350 Series | 350 | 1 | WHITE |  | N
SMB2017--07-53 | R-5 Slider 71-80 UI | 149.25 | SELLMORE INDUSTRIES INC | Energy King Window & Door | Pro Pink 210 - Triple Both sides slide | Pro Pink 210 - Triple Both sides slide | 1 | WHITE |  | Y
SMB2017--07-53 | R-5 Slider 71-80 UI | 162 | PVC INDUSTRIES | PVC INDUSTRIES | EARTHWISE | R5S2 | 1 | WHITE | COLORS AVAILABLE UPON REQUEST REPLACEMENT OR NEW CONSTRUCTION | y
SMB2017--07-53 | R-5 Slider 71-80 UI | 180.63 | White's Lumber, Inc. | MI WINDOWS | 1685 | 1685 | 1 | WHITE | Almond is available for a $11.00 upcharge per unit | N
SMB2017--07-53 | R-5 Slider 71-80 UI | 208.11 | National Vinyl LLC | National Vinyl LLC | Northwind III EA | Northwind III EA | 7 | WHITE | Desert Sand add 15% to all white prices. Low E/Argon .20 U-Factor, 1/2 non-lock fiber mesh screen, head expander. $.69 per foot for nail fin & J(new construction) BOTH SIDES OPERATE | N
SMB2017--07-53 | R-5 Slider 71-80 UI | 448 | Pella | Pella | 350 Series | 350 | 1 | WHITE |  | N
SMB2017--07-54 | R-5 Slider 81-90 UI | 163.25 | SELLMORE INDUSTRIES INC | Energy King Window & Door | Pro Pink 210 - Triple Both sides slide | Pro Pink 210 - Triple Both sides slide | 1 | WHITE |  | Y
SMB2017--07-54 | R-5 Slider 81-90 UI | 173 | PVC INDUSTRIES | PVC INDUSTRIES | EARTHWISE | R5S2 | 1 | WHITE | COLORS AVAILABLE UPON REQUEST REPLACEMENT OR NEW CONSTRUCTION | y
SMB2017--07-54 | R-5 Slider 81-90 UI | 202.71 | White's Lumber, Inc. | MI WINDOWS | 1685 | 1685 | 1 | WHITE | Almond is available for a $11.00 upcharge per unit | N
SMB2017--07-54 | R-5 Slider 81-90 UI | 223.23 | National Vinyl LLC | National Vinyl LLC | Northwind III EA | Northwind III EA | 7 | WHITE | Desert Sand add 15% to all white prices. Low E/Argon .20 U-Factor, 1/2 non-lock fiber mesh screen, head expander. $.69 per foot for nail fin & J(new construction) BOTH SIDES OPERATE | N
SMB2017--07-54 | R-5 Slider 81-90 UI | 476 | Pella | Pella | 350 Series | 350 | 1 | WHITE |  | N
SMB2017--07-55 | R-5 Slider 91-100 UI | 179.75 | SELLMORE INDUSTRIES INC | Energy King Window & Door | Pro Pink 210 - Triple Both sides slide | Pro Pink 210 - Triple Both sides slide | 1 | WHITE |  | Y
SMB2017--07-55 | R-5 Slider 91-100 UI | 195 | PVC INDUSTRIES | PVC INDUSTRIES | EARTHWISE | R5S2 | 1 | WHITE | COLORS AVAILABLE UPON REQUEST REPLACEMENT OR NEW CONSTRUCTION | y
SMB2017--07-55 | R-5 Slider 91-100 UI | 226.11 | White's Lumber, Inc. | MI WINDOWS | 1685 | 1685 | 1 | WHITE | Almond is available for a $11.00 upcharge per unit | N
SMB2017--07-55 | R-5 Slider 91-100 UI | 239.61 | National Vinyl LLC | National Vinyl LLC | Northwind III EA | Northwind III EA | 7 | WHITE | Desert Sand add 15% to all white prices. Low E/Argon .20 U-Factor, 1/2 non-lock fiber mesh screen, head expander. $.69 per foot for nail fin & J(new construction) BOTH SIDES OPERATE | N
SMB2017--07-55 | R-5 Slider 91-100 UI | 502 | Pella | Pella | 350 Series | 350 | 1 | WHITE |  | N
SMB2017--07-56 | R-5 Slider Per UI over 100 | 2.36 | White's Lumber, Inc. | MI WINDOWS | 1685 | 1685 | 1 | WHITE |  | N
SMB2017--07-56 | R-5 Slider Per UI over 100 | 2.95 | SELLMORE INDUSTRIES INC | Energy King Window & Door | Pro Pink 210 - Triple Both sides slide | Pro Pink 210 - Triple Both sides slide | 1 | WHITE |  | Y
SMB2017--07-56 | R-5 Slider Per UI over 100 | 3.5 | National Vinyl LLC | National Vinyl LLC | Northwind III EA | Northwind III EA | 7 | WHITE | Desert Sand add 15% to all white prices. Low E/Argon .20 U-Factor, 1/2 non-lock fiber mesh screen, head expander. $.69 per foot for nail fin & J(new construction) BOTH SIDES OPERATE | N
SMB2017--07-56 | R-5 Slider Per UI over 100 | 4 | PVC INDUSTRIES | PVC INDUSTRIES | EARTHWISE | R5S2 | 1 | WHITE |  | y
SMB2017--07-56 | R-5 Slider Per UI over 100 | 645 | Pella | Pella | 350 Series | 350 | 1 | WHITE |  | N
SMB2017--07-57 | R-5 Picture Up to 50 UI | 105.75 | SELLMORE INDUSTRIES INC | Energy King Window & Door | 8500-8600 Triple | 8500-8600 Triple | 1 | WHITE |  | Y
SMB2017--07-57 | R-5 Picture Up to 50 UI | 110 | PVC INDUSTRIES | PVC INDUSTRIES | EARTHWISE | R5PICT | 1 | WHITE | COLORS AVAILABLE UPON REQUEST REPLACEMENT OR NEW CONSTRUCTION | y
SMB2017--07-57 | R-5 Picture Up to 50 UI | 114.35 | White's Lumber, Inc. | MI WINDOWS | 1650 | 1650 | 1 | WHITE | Almond is available for a $11.00 upcharge per unit | N
SMB2017--07-57 | R-5 Picture Up to 50 UI | 131.46 | National Vinyl LLC | National Vinyl LLC | Northwind III EA | Northwind III EA | 7 | WHITE | Desert Sand add 15% to all white prices. Low E/Argon .20 U-Factor, head expander. $.69 per foot for nail fin & J(new construction). BOTH SIDES OPERATE | N
SMB2017--07-57 | R-5 Picture Up to 50 UI | 305 | Pella | Pella | 350 Series | 350 | 1 | WHITE |  | N
SMB2017--07-58 | R-5 Picture 51-60 UI | 110.75 | SELLMORE INDUSTRIES INC | Energy King Window & Door | 8500-8600 Triple | 8500-8600 Triple | 1 | WHITE |  | Y
SMB2017--07-58 | R-5 Picture 51-60 UI | 121 | PVC INDUSTRIES | PVC INDUSTRIES | EARTHWISE | R5PICT | 1 | WHITE | COLORS AVAILABLE UPON REQUEST REPLACEMENT OR NEW CONSTRUCTION | y
SMB2017--07-58 | R-5 Picture 51-60 UI | 128.65 | White's Lumber, Inc. | MI WINDOWS | 1650 | 1650 | 1 | WHITE | Almond is available for a $11.00 upcharge per unit | N
SMB2017--07-58 | R-5 Picture 51-60 UI | 156.66 | National Vinyl LLC | National Vinyl LLC | Northwind III EA | Northwind III EA | 7 | WHITE | Desert Sand add 15% to all white prices. Low E/Argon .20 U-Factor, head expander. $.69 per foot for nail fin & J(new construction). BOTH SIDES OPERATE | N
SMB2017--07-58 | R-5 Picture 51-60 UI | 333 | Pella | Pella | 350 Series | 350 | 1 | WHITE |  | N
SMB2017--07-59 | R-5 Picture 61-70 UI | 121.95 | SELLMORE INDUSTRIES INC | Energy King Window & Door | 8500-8600 Triple | 8500-8600 Triple | 1 | WHITE |  | Y
SMB2017--07-59 | R-5 Picture 61-70 UI | 131 | PVC INDUSTRIES | PVC INDUSTRIES | EARTHWISE | R5PICT | 1 | WHITE | COLORS AVAILABLE UPON REQUEST REPLACEMENT OR NEW CONSTRUCTION | y
SMB2017--07-59 | R-5 Picture 61-70 UI | 146.84 | White's Lumber, Inc. | MI WINDOWS | 1650 | 1650 | 1 | WHITE | Almond is available for a $11.00 upcharge per unit | N
SMB2017--07-59 | R-5 Picture 61-70 UI | 175.56 | National Vinyl LLC | National Vinyl LLC | Northwind III EA | Northwind III EA | 7 | WHITE | Desert Sand add 15% to all white prices. Low E/Argon .20 U-Factor, head expander. $.69 per foot for nail fin & J(new construction). BOTH SIDES OPERATE | N
SMB2017--07-59 | R-5 Picture 61-70 UI | 361 | Pella | Pella | 350 Series | 350 | 1 | WHITE |  | N
SMB2017--07-60 | R-5 Picture 71-80 UI | 131.95 | SELLMORE INDUSTRIES INC | Energy King Window & Door | 8500-8600 Triple | 8500-8600 Triple | 1 | WHITE |  | Y
SMB2017--07-60 | R-5 Picture 71-80 UI | 146 | PVC INDUSTRIES | PVC INDUSTRIES | EARTHWISE | R5PICT | 1 | WHITE | COLORS AVAILABLE UPON REQUEST REPLACEMENT OR NEW CONSTRUCTION | y
SMB2017--07-60 | R-5 Picture 71-80 UI | 166.33 | White's Lumber, Inc. | MI WINDOWS | 1650 | 1650 | 1 | WHITE | Almond is available for a $11.00 upcharge per unit | N
SMB2017--07-60 | R-5 Picture 71-80 UI | 175.56 | National Vinyl LLC | National Vinyl LLC | Northwind III EA | Northwind III EA | 7 | WHITE | Desert Sand add 15% to all white prices. Low E/Argon .20 U-Factor, head expander. $.69 per foot for nail fin & J(new construction). BOTH SIDES OPERATE | N
SMB2017--07-60 | R-5 Picture 71-80 UI | 389 | Pella | Pella | 350 Series | 350 | 1 | WHITE |  | N
SMB2017--07-61 | R-5 Picture 81-90 UI | 144.75 | SELLMORE INDUSTRIES INC | Energy King Window & Door | 8500-8600 Triple | 8500-8600 Triple | 1 | WHITE |  | Y
SMB2017--07-61 | R-5 Picture 81-90 UI | 160 | PVC INDUSTRIES | PVC INDUSTRIES | EARTHWISE | R5PICT | 1 | WHITE | COLORS AVAILABLE UPON REQUEST REPLACEMENT OR NEW CONSTRUCTION | y
SMB2017--07-61 | R-5 Picture 81-90 UI | 184.52 | White's Lumber, Inc. | MI WINDOWS | 1650 | 1650 | 1 | WHITE | Almond is available for a $11.00 upcharge per unit | N
SMB2017--07-61 | R-5 Picture 81-90 UI | 223.56 | National Vinyl LLC | National Vinyl LLC | Northwind III EA | Northwind III EA | 7 | WHITE | Desert Sand add 15% to all white prices. Low E/Argon .20 U-Factor, head expander. $.69 per foot for nail fin & J(new construction). BOTH SIDES OPERATE | N
SMB2017--07-61 | R-5 Picture 81-90 UI | 417 | Pella | Pella | 350 Series | 350 | 1 | WHITE |  | N
SMB2017--07-62 | R-5 Picture 91-100 UI | 155.25 | SELLMORE INDUSTRIES INC | Energy King Window & Door | 8500-8600 Triple | 8500-8600 Triple | 1 | WHITE |  | Y
SMB2017--07-62 | R-5 Picture 91-100 UI | 173 | PVC INDUSTRIES | PVC INDUSTRIES | EARTHWISE | R5PICT | 1 | WHITE | COLORS AVAILABLE UPON REQUEST REPLACEMENT OR NEW CONSTRUCTION | y
SMB2017--07-62 | R-5 Picture 91-100 UI | 204.01 | White's Lumber, Inc. | MI WINDOWS | 1650 | 1650 | 1 | WHITE | Almond is available for a $11.00 upcharge per unit | N
SMB2017--07-62 | R-5 Picture 91-100 UI | 231.97 | National Vinyl LLC | National Vinyl LLC | Northwind III EA | Northwind III EA | 7 | WHITE | Desert Sand add 15% to all white prices. Low E/Argon .20 U-Factor, head expander. $.69 per foot for nail fin & J(new construction). BOTH SIDES OPERATE | N
SMB2017--07-62 | R-5 Picture 91-100 UI | 445 | Pella | Pella | 350 Series | 350 | 1 | WHITE |  | N
SMB2017--07-63 | R-5 Picture Per UI over 100 | 2.14 | White's Lumber, Inc. | MI WINDOWS | 1650 | 1650 | 1 | WHITE |  | N
SMB2017--07-63 | R-5 Picture Per UI over 100 | 2.95 | SELLMORE INDUSTRIES INC | Energy King Window & Door | 8500-8600 Triple | 8500-8600 Triple | 1 | WHITE |  | Y
SMB2017--07-63 | R-5 Picture Per UI over 100 | 3.5 | National Vinyl LLC | National Vinyl LLC | Northwind III EA | Northwind III EA | 7 | WHITE | Desert Sand add 15% to all white prices. Low E/Argon .20 U-Factor, head expander. $.69 per foot for nail fin & J(new construction). BOTH SIDES OPERATE | N
SMB2017--07-63 | R-5 Picture Per UI over 100 | 4 | PVC INDUSTRIES | PVC INDUSTRIES | EARTHWISE | R5PICT | 1 | WHITE |  | y
SMB2017--07-63 | R-5 Picture Per UI over 100 | 649 | Pella | Pella | 350 Series | 350 | 1 | WHITE |  | N
SMB2017--07-64 | R-5 Casement Up to 50 UI | 138.25 | SELLMORE INDUSTRIES INC | Energy King Window & Door | 8100 Casement Triple | 8100 Casement Triple | 1 | WHITE |  | Y
SMB2017--07-64 | R-5 Casement Up to 50 UI | 165 | PVC INDUSTRIES | PVC INDUSTRIES | EARTHWISE | R5CASE | 1 | WHITE | REPLACEMENT OR NEW CONSTRUCTION CASEMENT OR AWNING | y
SMB2017--07-64 | R-5 Casement Up to 50 UI | 180.63 | White's Lumber, Inc. | MI WINDOWS | 1675 | 1675 | 1 | WHITE | Almond is available for a $11.00 upcharge per unit | N
SMB2017--07-64 | R-5 Casement Up to 50 UI | 215.67 | National Vinyl LLC | National Vinyl LLC | Northwind III EA | Northwind III EA | 7 | WHITE | Desert Sand add 15% to all white prices. Low E/Argon .20 U-Factor, full non-lock fiber mesh screen, head expander. $.69 per foot for nail fin & J(new construction). BOTH SIDES OPERATE | N
SMB2017--07-64 | R-5 Casement Up to 50 UI | 433 | Pella | Pella | 350 Series | 350 | 1 | WHITE |  | N
SMB2017--07-65 | R-5 Casement 51-60 UI | 149.25 | SELLMORE INDUSTRIES INC | Energy King Window & Door | 8100 Casement Triple | 8100 Casement Triple | 1 | WHITE |  | Y
SMB2017--07-65 | R-5 Casement 51-60 UI | 184 | PVC INDUSTRIES | PVC INDUSTRIES | EARTHWISE | R5CASE | 1 | WHITE | REPLACEMENT OR NEW CONSTRUCTION CASEMENT OR AWNING | y
SMB2017--07-65 | R-5 Casement 51-60 UI | 196.21 | White's Lumber, Inc. | MI WINDOWS | 1675 | 1675 | 1 | WHITE | Almond is available for a $11.00 upcharge per unit | N
SMB2017--07-65 | R-5 Casement 51-60 UI | 215.67 | National Vinyl LLC | National Vinyl LLC | Northwind III EA | Northwind III EA | 7 | WHITE | Desert Sand add 15% to all white prices. Low E/Argon .20 U-Factor, full non-lock fiber mesh screen, head expander. $.69 per foot for nail fin & J(new construction). BOTH SIDES OPERATE | N
SMB2017--07-65 | R-5 Casement 51-60 UI | 461 | Pella | Pella | 350 Series | 350 | 1 | WHITE |  | N
SMB2017--07-66 | R-5 Casement 61-70 UI | 164.5 | SELLMORE INDUSTRIES INC | Energy King Window & Door | 8100 Casement Triple | 8100 Casement Triple | 1 | WHITE |  | Y
SMB2017--07-66 | R-5 Casement 61-70 UI | 201 | PVC INDUSTRIES | PVC INDUSTRIES | EARTHWISE | R5CASE | 1 | WHITE | REPLACEMENT OR NEW CONSTRUCTION CASEMENT OR AWNING | y
SMB2017--07-66 | R-5 Casement 61-70 UI | 214.41 | White's Lumber, Inc. | MI WINDOWS | 1675 | 1675 | 1 | WHITE | Almond is available for a $11.00 upcharge per unit | N
SMB2017--07-66 | R-5 Casement 61-70 UI | 229.53 | National Vinyl LLC | National Vinyl LLC | Northwind III EA | Northwind III EA | 7 | WHITE | Desert Sand add 15% to all white prices. Low E/Argon .20 U-Factor, full non-lock fiber mesh screen, head expander. $.69 per foot for nail fin & J(new construction). BOTH SIDES OPERATE | N
SMB2017--07-66 | R-5 Casement 61-70 UI | 489 | Pella | Pella | 350 Series | 350 | 1 | WHITE |  | N
SMB2017--07-67 | R-5 Casement 71-80 UI | 180 | SELLMORE INDUSTRIES INC | Energy King Window & Door | 8100 Casement Triple | 8100 Casement Triple | 1 | WHITE |  | Y
SMB2017--07-67 | R-5 Casement 71-80 UI | 221 | PVC INDUSTRIES | PVC INDUSTRIES | EARTHWISE | R5CASE | 1 | WHITE | REPLACEMENT OR NEW CONSTRUCTION CASEMENT OR AWNING | y
SMB2017--07-67 | R-5 Casement 71-80 UI | 232.6 | White's Lumber, Inc. | MI WINDOWS | 1675 | 1675 | 1 | WHITE | Almond is available for a $11.00 upcharge per unit | N
SMB2017--07-67 | R-5 Casement 71-80 UI | 261.03 | National Vinyl LLC | National Vinyl LLC | Northwind III EA | Northwind III EA | 7 | WHITE | Desert Sand add 15% to all white prices. Low E/Argon .20 U-Factor, full non-lock fiber mesh screen, head expander. $.69 per foot for nail fin & J(new construction). BOTH SIDES OPERATE | N
SMB2017--07-67 | R-5 Casement 71-80 UI | 517 | Pella | Pella | 350 Series | 350 | 1 | WHITE |  | N
SMB2017--07-68 | R-5 Casement 81-90 UI | 196.25 | SELLMORE INDUSTRIES INC | Energy King Window & Door | 8100 Casement Triple | 8100 Casement Triple | 1 | WHITE |  | Y
SMB2017--07-68 | R-5 Casement 81-90 UI | 243 | PVC INDUSTRIES | PVC INDUSTRIES | EARTHWISE | R5CASE | 1 | WHITE | REPLACEMENT OR NEW CONSTRUCTION CASEMENT OR AWNING | y
SMB2017--07-68 | R-5 Casement 81-90 UI | 249.49 | White's Lumber, Inc. | MI WINDOWS | 1675 | 1675 | 1 | WHITE | Almond is available for a $11.00 upcharge per unit | N
SMB2017--07-68 | R-5 Casement 81-90 UI | 292.53 | National Vinyl LLC | National Vinyl LLC | Northwind III EA | Northwind III EA | 7 | WHITE | Desert Sand add 15% to all white prices. Low E/Argon .20 U-Factor, full non-lock fiber mesh screen, head expander. $.69 per foot for nail fin & J(new construction). BOTH SIDES OPERATE | N
SMB2017--07-68 | R-5 Casement 81-90 UI | 545 | Pella | Pella | 350 Series | 350 | 1 | WHITE |  | N
SMB2017--07-69 | R-5 Casement 91-100 UI | 213.75 | SELLMORE INDUSTRIES INC | Energy King Window & Door | 8100 Casement Triple | 8100 Casement Triple | 1 | WHITE |  | Y
SMB2017--07-69 | R-5 Casement 91-100 UI | 265 | PVC INDUSTRIES | PVC INDUSTRIES | EARTHWISE | R5CASE | 1 | WHITE | REPLACEMENT OR NEW CONSTRUCTION CASEMENT OR AWNING | y
SMB2017--07-69 | R-5 Casement 91-100 UI | 267.69 | White's Lumber, Inc. | MI WINDOWS | 1675 | 1675 | 1 | WHITE | Almond is available for a $11.00 upcharge per unit | N
SMB2017--07-69 | R-5 Casement 91-100 UI | 320.12 | National Vinyl LLC | National Vinyl LLC | Northwind III EA | Northwind III EA | 7 | WHITE | Desert Sand add 15% to all white prices. Low E/Argon .20 U-Factor, full non-lock fiber mesh screen, head expander. $.69 per foot for nail fin & J(new construction). BOTH SIDES OPERATE | N
SMB2017--07-69 | R-5 Casement 91-100 UI | 573 | Pella | Pella | 350 Series | 350 | 1 | WHITE |  | N
SMB2017--07-70 | R-5 Casement Per UI over 100 | 2.13 | White's Lumber, Inc. | MI WINDOWS | 1675 | 1675 | 1 | WHITE |  | N
SMB2017--07-70 | R-5 Casement Per UI over 100 | 2.95 | SELLMORE INDUSTRIES INC | Energy King Window & Door | 8100 Casement Triple | 8100 Casement Triple | 1 | WHITE |  | Y
SMB2017--07-70 | R-5 Casement Per UI over 100 | 4 | PVC INDUSTRIES | PVC INDUSTRIES | EARTHWISE | R5CASE | 1 | WHITE |  | y
SMB2017--07-70 | R-5 Casement Per UI over 100 | $7.00 | National Vinyl LLC | National Vinyl LLC | Northwind III EA | Northwind III EA | 7 | WHITE | Desert Sand add 15% to all white prices. Low E/Argon .20 U-Factor, full non-lock fiber mesh screen, head expander. $.69 per foot for nail fin & J(new construction). BOTH SIDES OPERATE | N
SMB2017--07-70 | R-5 Casement Per UI over 100 | 602 | Pella | Pella | 350 Series | 350 | 1 | WHITE |  | N

## MH
Item Number | Item Name | Total Price | Supplier Name | Manufacturer Name | Model Number | Product # for Ordering | Min Qty | Retail Price | BTU | SIZE | Efficiency % | COLOR | Vendor Notes | Southern Tier
SMB2017--08-01 | Mobile Home Furnaces - Oil | 953.42 | Style Crest Inc. | NORTEK GLOBAL/REVOLV | RO1D66C3 | RO1D66C3 | 1 |  | 66000 |  | 80% |  | 80% EFFICIENT DOWNFLOW OIL FURNACE MANUFACTURED BY NORTEK GLOBAL AND BRANDED REVOLV, AC READY UP TO 3 TONS | Y
SMB2017--08-01 | Mobile Home Furnaces - Oil | 959.49 | Style Crest Inc. | NORTEK GLOBAL/REVOLV | RO1D86C3 | RO1D86C3 | 1 |  | 86000 |  | 80% |  | 80% EFFICIENT DOWNFLOW OIL FURNACE MANUFACTURED BY NORTEK GLOBAL AND BRANDED REVOLV, AC READY UP TO 3 TONS | Y
SMB2017--08-01 | Mobile Home Furnaces - Oil | 976.39 | Blevins Inc. | NORDYNE | 904516/CMF280PO | 238001 | 1 | 3319.72 | 86000 |  | 80% |  |  | Y
SMB2017--08-01 | Mobile Home Furnaces - Oil | 1000.87 | Blevins Inc. | NORDYNE | 921212/M5SB086AAW | 233024 | 1 | 3002.6 | 66 |  | 80% |  |  | Y
SMB2017--08-01 | Mobile Home Furnaces - Oil | 1030.21 | Style Crest Inc. | NORTEK GLOBAL/REVOLV | 904516/CMF280PO | 904516 | 1 |  | 80000 |  | 80% |  | 80% EFFICIENT OIL FURNACE MANUFACTURED BY NORTEK GLOBAL AND BRANDED REVOLV. NO COIL CABINET, SMALLER FOOTPRINT. | Y
SMB2017--08-01 | Mobile Home Furnaces - Oil | 1043.71 | Blevins Inc. | NORDYNE | 921209/M5SB086AAW | 233025 | 1 | 3131.72 | 86000 |  | 80% |  |  | Y
SMB2017--08-01 | Mobile Home Furnaces - Oil | 1229.3 | Thermo Products, LLC | THERMO PRIDE | OME-72D36 | OME-72D36 | 1 | 2588 | 60,000/70,000 |  | 86% |  | Oil Mobile Home Furnace with PSC Blower Motor | Y
SMB2017--08-01 | Mobile Home Furnaces - Oil | 1370.12 | Blevins Inc. | THERMO PRODUCTS | OME-72 | 238500 | 1 | 4658.4 | 72000 |  | 80% |  |  | Y
SMB2017--08-01 | Mobile Home Furnaces - Oil | 1395 | Country Line Electric | NORDYNE | CMF280PO | SIDCMF280PO | 1 | 1600 | 80000 |  | 78% |  |  | Y
SMB2017--08-01 | Mobile Home Furnaces - Oil | 1424.05 | Thermo Products, LLC | THERMO PRIDE | OME-72T36 | OME-72T36 | 1 | 2998 | 60,000/70,000 |  | 86% |  | ENERGY STAR Oil Mobile Home Furnace with ECM Blower Motor | Y
SMB2017--08-02 | MH Oil Furnace Accessories | 13.19 | Blevins Inc. | NORDYNE | 103947002 | 238351 | 1 | 38 |  | 28" |  |  | VENT PACKAGE FOR CMF | Y
SMB2017--08-02 | MH Oil Furnace Accessories | 23.53 | Style Crest Inc. | NORTEK GLOBAL/REVOLV | 901990A | RO1D86C3 | 1 |  |  | 11.25X13.50X6.25 |  |  | DUCT CONNECTOR FOR OIL FURNACES, ALSO COMES 6/ CARTON | Y
SMB2017--08-02 | MH Oil Furnace Accessories | 23.53 | Style Crest Inc. | NORTEK GLOBAL/REVOLV | 901987A | 901987A | 1 | [5 empty] | DUCT CONNECTOR SIZE 11.25 X 13.5 X 0.88" | Y
SMB2017--08-02 | MH Oil Furnace Accessories | 23.53 | Style Crest Inc. | NORTEK GLOBAL/REVOLV | 901988A | 901988A | 1 | [5 empty] | DUCT CONNECTOR SIZE 11.25 X 13.50 X 2.00" | Y
SMB2017--08-02 | MH Oil Furnace Accessories | 23.53 | Style Crest Inc. | NORTEK GLOBAL/REVOLV | 901989A | 901989A | 1 | [5 empty] | DUCT CONNECTOR SIZE 11.25 X 13.50 X 4.25 | Y
SMB2017--08-02 | MH Oil Furnace Accessories | 23.53 | Style Crest Inc. | NORTEK GLOBAL/REVOLV | 901991A | 901991A | 1 | [5 empty] | DUCT CONNECTOR SIZE 11.25 X 13.50 X 8.25" | Y
SMB2017--08-02 | MH Oil Furnace Accessories | 26.47 | Style Crest Inc. | NORTEK GLOBAL/REVOLV | 901922A | 901922A | 1 | [5 empty] | DUCT CONNECTOR SIZE 11.25 X 13.50 X 10.25 | Y
SMB2017--08-02 | MH Oil Furnace Accessories | 27.79 | Blevins Inc. | NORDYNE | 901990A | 238125 | 1 | 80.04 |  |  |  |  | DUCT CONN 11X13.25X6.25 FOR M SERIES | Y
SMB2017--08-02 | MH Oil Furnace Accessories | 36.06 | Style Crest Inc. | NORTEK GLOBAL/REVOLV | 901993A | 901993A | 1 | [5 empty] | DUCT CONNECTOR SIZE 11.25 X 13.50 X 12.25 | Y
SMB2017--08-02 | MH Oil Furnace Accessories | 44.65 | Thermo Products, LLC | THERMO PRIDE | VP-1 | VP-1 | 1 | 94 |  | 4" |  |  | 4" Stainless Steel Vent Pipe 34" Long | Y
SMB2017--08-02 | MH Oil Furnace Accessories | 57.82 | Style Crest Inc. | NORTEK GLOBAL/REVOLV | 903453 | 903453 | 1 | [5 empty] | MA-200 BASE FOR CMF SERIES FURNACE | Y
SMB2017--08-02 | MH Oil Furnace Accessories | 62.8 | Blevins Inc. | NORDYNE | 903453 | 238355 | 1 | 188.4 |  |  |  |  | MA-200 BASE FOR CMF | Y
SMB2017--08-02 | MH Oil Furnace Accessories | 70.66 | Style Crest Inc. | NORTEK GLOBAL/REVOLV | 903660 | 903660 | 1 |  |  | 27" |  |  | FLAT ROOF JACK WITH RANGE OF 27"-47". MEASURED FROM TOP OF FURNACE TO HOLE IN ROOF. | Y
SMB2017--08-02 | MH Oil Furnace Accessories | 77.09 | Style Crest Inc. | NORTEK GLOBAL/REVOLV | 903662 | 903662 | 1 |  |  | 21" |  |  | ROOF JACK WITH 2.5/12 PITCH SLAND FLASHING WITH RANGE OF 21"-35". MEASURED FROM TOP OF FURNACE TO HOLE IN ROOF. | Y
SMB2017--08-02 | MH Oil Furnace Accessories | 82.06 | Style Crest Inc. | NORTEK GLOBAL/REVOLV | 104060000 | 104060000 | 1 | [5 empty] | SRJ1 ROOF JACK ASSEMBLY FOR CMF SERIES FURNACES | Y
SMB2017--08-02 | MH Oil Furnace Accessories | 85.86 | Blevins Inc. | NORDYNE | 104060000 | 238353 | 1 | 257.56 |  |  |  |  | SRJ-1 ROOF JACK FOR CMF | Y
SMB2017--08-02 | MH Oil Furnace Accessories | 91.58 | Country Line Electric | Nordyne/Miller/Intertherm | SRJ-1 | SIDSRJ1 | 1 | 112.58 |  | 12" |  |  | ROOF JACK STANDARD 12" | Y
SMB2017--08-02 | MH Oil Furnace Accessories | 95.2 | Style Crest Inc. | NORTEK GLOBAL/REVOLV | 903663 | 9203663 | 1 |  |  | 27" |  |  | ROOF JACK WITH 2/12 SLANT FLASHING WITH RANGE FROM 27"-47". MEASURED FROM TOP OF FURNACE TO HOLE IN ROOF. | Y
SMB2017--08-02 | MH Oil Furnace Accessories | 95.2 | Style Crest Inc. | NORTEK GLOBAL/REVOLV | 903687A | 903687A | 1 |  |  | 27" |  |  | ROOF JACK WITH 4/12 SLANT FLASHING WITH 27"-47" RANGE. MEASURED FROM TOP OF FURNACE TO HOLE IN ROOF. | Y
SMB2017--08-02 | MH Oil Furnace Accessories | 99.92 | Blevins Inc. | NORDYNE | 903660 | 237951 | 1 | 299.76 |  |  |  |  | FLAT ROOF JACK 27-47IN FOR M SERIES | Y
SMB2017--08-02 | MH Oil Furnace Accessories | 116.97 | Country Line Electric | Nordyne/Miller/Intertherm | SRJ-2 | SIDSRJ2 | 1 | 137.57 |  | 24" |  |  | ROOF JACK STANDARD 24" | Y
SMB2017--08-02 | MH Oil Furnace Accessories | 120.65 | Thermo Products, LLC | THERMO PRIDE | 70Base | 70Base | 1 | 254 |  |  |  |  | Combustible Floor Base | Y
SMB2017--08-02 | MH Oil Furnace Accessories | 122.02 | Style Crest Inc. | NORTEK GLOBAL/REVOLV | 903664 | 903664 | 1 |  |  | 35" |  |  | ROOF JACK WITH 2/12 SLANT FLASHING WITH RANGE FROM 35"-63". MEASURED FROM TOP OF FURNACE TO HOLE IN ROOF. | Y
SMB2017--08-02 | MH Oil Furnace Accessories | 122.02 | Style Crest Inc. | NORTEK GLOBAL/REVOLV | 903665A | 903665A | 1 |  |  | 35" |  |  | ROOF JACK WITH 4/12 SLANT FLASHING AND RANGE FROM 35"- 63". MEASURED FROM TOP OF FURNACE TO HOLE IN ROOF. | Y
SMB2017--08-02 | MH Oil Furnace Accessories | 126.35 | Thermo Products, LLC | THERMO PRIDE | 01COT-BASE | 01COT-BASE | 1 | 266 |  |  |  |  | cottage base | Y
SMB2017--08-02 | MH Oil Furnace Accessories | 127.3 | Thermo Products, LLC | THERMO PRIDE | TRJ-1 | TRJ-1 | 1 | 268 |  | 1' |  |  | 1 ft roof jack | Y
SMB2017--08-02 | MH Oil Furnace Accessories | 127.58 | Country Line Electric | Nordyne/Miller/Intertherm | MA100 | SIDMA100 | 1 | 157.27 |  | 8" |  |  | 8" BASE KIT | Y
SMB2017--08-02 | MH Oil Furnace Accessories | 141.55 | Thermo Products, LLC | THERMO PRIDE | TRJ-2 | TRJ-2 | 1 | 298 |  | 2' |  |  | 2 ft Roof Jack | Y
SMB2017--08-02 | MH Oil Furnace Accessories | 154.85 | Thermo Products, LLC | THERMO PRIDE | TRJ-3 | TRJ-3 | 1 | 326 |  | 3' |  |  | 3 ft Roof Jack | Y
SMB2017--08-02 | MH Oil Furnace Accessories | 169.69 | Style Crest Inc. | NORTEK GLOBAL/REVOLV | 920638 | 920638 | 1 |  |  | 51" |  |  | ROOF JACK WITH 2/12 SLANT FLASHING AND RANGE FROM 51"- 95". MEASURED FROM TOP OF FURNACE TO HOLE IN ROOF. | Y
SMB2017--08-02 | MH Oil Furnace Accessories | 169.69 | Style Crest Inc. | NORTEK GLOBAL/REVOLV | 903666A | 903666A | 1 |  |  | 51" |  |  | ROOF JACK WITH 4/12 SLANT FLASHING AND RANGE FROM 51"- 95". MEASURED FROM TOP OF FURNACE TO HOLE IN ROOF. | Y
SMB2017--08-03 | Mobile Home Furnaces - Gas (Not High Efficiency) | 530.46 | Blevins Inc. | NORDYNE | 903228/M1MB056AAW | 233013 | 1 | 1803.56 | 56000 |  | 80% |  |  | Y
SMB2017--08-03 | Mobile Home Furnaces - Gas (Not High Efficiency) | 548.98 | Blevins Inc. | NORDYNE | 903229/M1MB070AAW | 233014 | 1 | 1866.52 | 70000 |  | 80% |  |  | Y
SMB2017--08-03 | Mobile Home Furnaces - Gas (Not High Efficiency) | 579.66 | Blevins Inc. | NORDYNE | 903230/M1MB077AAW | 233015 | 1 | 1970.84 | 77000 |  | 80% |  |  | Y
SMB2017--08-03 | Mobile Home Furnaces - Gas (Not High Efficiency) | 589.57 | Style Crest Inc. | NORTEK GLOBAL/REVOLV | RG1D56N3 | RG1D56N3 | 1 |  | 56000 |  | 80% |  | 80% EFFICIENT DOWNFLOW GAS FURNACE W/OUT COIL CABINET, MANUFACTURED BY NORTEK GLOBAL AND BRANDED REVOLV | Y
SMB2017--08-03 | Mobile Home Furnaces - Gas (Not High Efficiency) | 609.81 | Style Crest Inc. | NORTEK GLOBAL/REVOLV | RG1D70N3 | RG1D70N3 | 1 |  | 70000 |  | 80% |  | 80% EFFICIENT DOWNFLOW GAS FURNACE W/OUT COIL CABINET, MANUFACTURED BY NORTEK GLOBAL AND BRANDED REVOLV | Y
SMB2017--08-03 | Mobile Home Furnaces - Gas (Not High Efficiency) | 629.86 | Style Crest Inc. | NORTEK GLOBAL/REVOLV | RG1D70N3 | RG1D56C3 | 1 |  | 56000 |  | 80% |  | 80% EFFICIENT DOWNFLOW GAS FURNACE AC READY UP TO 3 TON, MANUFACTURED BY NORTEK GLOBAL AND BRANDED REVOLV | Y
SMB2017--08-03 | Mobile Home Furnaces - Gas (Not High Efficiency) | 635.03 | Style Crest Inc. | NORTEK GLOBAL/REVOLV | RG1D77N3 | RG1D77N3 | 1 |  | 77000 |  | 80% |  | 80% EFFICIENT DOWNFLOW GAS FURNACE W/OUT COIL CABINET, MANUFACTURED BY NORTEK GLOBAL AND BRANDED REVOLV | Y
SMB2017--08-03 | Mobile Home Furnaces - Gas (Not High Efficiency) | 648.4 | Style Crest Inc. | NORTEK GLOBAL/REVOLV | RG1D70C3 | RG1D70C3 | 1 |  | 70000 |  | 80% |  | 80% EFFICIENT DOWNFLOW GAS FURNACE AC READY UP TO 3 TON, MANUFACTURED BY NORTEK GLOBAL AND BRANDED REVOLV | Y
SMB2017--08-03 | Mobile Home Furnaces - Gas (Not High Efficiency) | 672.41 | Style Crest Inc. | NORTEK GLOBAL/REVOLV | RG1D77C3 | RG1D77C3 | 1 |  | 77000 |  | 80% |  | 80% EFFICIENT DOWNFLOW GAS FURNACE AC READY UP TO 3 TON, MANUFACTURED BY NORTEK GLOBAL AND BRANDED REVOLV | Y
SMB2017--08-03 | Mobile Home Furnaces - Gas (Not High Efficiency) | 674.1 | Style Crest Inc. | NORTEK GLOBAL/REVOLV | RG1D90N3 | RG1D90N3 | 1 |  | 90000 |  | 80% |  | 80% EFFICIENT DOWNFLOW GAS FURNACE W/OUT COIL CABINET, MANUFACTURED BY NORTEK GLOBAL AND BRANDED REVOLV | Y
SMB2017--08-03 | Mobile Home Furnaces - Gas (Not High Efficiency) | 709.05 | Style Crest Inc. | NORTEK GLOBAL/REVOLV | RG1D90C3 | RG1D90C3 | 1 |  | 90000 |  | 80% |  | 80% EFFICIENT DOWNFLOW GAS FURNACE AC READY UP TO 3 TON, MANUFACTURED BY NORTEK GLOBAL AND BRANDED REVOLV | Y
SMB2017--08-03 | Mobile Home Furnaces - Gas (Not High Efficiency) | 750 | Country Line Electric | NORDYNE- INTERTHERM | M1B056AAW | SIDM1B056AAW | 1 | 900 | 56000 |  | 80% |  |  | Y
SMB2017--08-03 | Mobile Home Furnaces - Gas (Not High Efficiency) | 790 | Country Line Electric | NORDYNE- INTERTHERM | M1MB070AAW | SIDM1MB070AAW | 1 | 950 | 70000 |  | 80% |  |  | Y
SMB2017--08-03 | Mobile Home Furnaces - Gas (Not High Efficiency) | 909.15 | Thermo Products, LLC | THERMO PRIDE | GMD1 | GMD1-60N | 1 | 1914 | 49000 |  | 82% |  | Gas Mobile Home Furnace Mid-efficiency | Y
SMB2017--08-03 | Mobile Home Furnaces - Gas (Not High Efficiency) | 922.78 | Blevins Inc. | NORDYNE | 904515/CMF2809G | 238000 | 1 | 3137.44 | 80000 |  | 80% |  |  | Y
SMB2017--08-03 | Mobile Home Furnaces - Gas (Not High Efficiency) | 931.95 | Thermo Products, LLC | THERMO PRIDE | GMD1 | GMD1-80N | 1 | 1962 | 65000 |  | 81% |  | Gas Mobile Home Furnace Mid-efficiency | Y
SMB2017--08-03 | Mobile Home Furnaces - Gas (Not High Efficiency) | 1188 | Blevins Inc. | NORDYNE | GMD1-80 | 238504 | 1 | 3801.6 | 80000 |  | 80% |  |  | Y
SMB2017--08-04 | MH Gas Furnace Accessories | 13.19 | Blevins Inc. | NORDYNE | 103947002 | 238531 | 1 | 38 |  | 28" |  |  | VENT PACKAGE FOR CMF | Y
SMB2017--08-04 | MH Gas Furnace Accessories | 23.53 | Style Crest Inc. | NORTEK GLOBAL/REVOLV | 901987A | 901987A | 1 | [5 empty] | DUCT CONNECTOR SIZE 11.25 X 13.50 X 0.88" | Y
SMB2017--08-04 | MH Gas Furnace Accessories | 23.53 | Style Crest Inc. | NORTEK GLOBAL/REVOLV | 901988A | 901988A | 1 | [5 empty] | DUCT CONNECTOR SIZE 11.25 X 13.50 X 2.00" | Y
SMB2017--08-04 | MH Gas Furnace Accessories | 23.53 | Style Crest Inc. | NORTEK GLOBAL/REVOLV | 901989A | 901989A | 1 | [5 empty] | DUCT CONNECTOR SIZE 11.25 X 13.20 X 4.25" | Y
SMB2017--08-04 | MH Gas Furnace Accessories | 23.53 | Style Crest Inc. | NORTEK GLOBAL/REVOLV | 901990A | 901990A | 1 | [5 empty] | DUCT CONNECTOR SIZE 11.25 X 13.50 X 6.25 | Y
SMB2017--08-04 | MH Gas Furnace Accessories | 23.53 | Style Crest Inc. | NORTEK GLOBAL/REVOLV | 901991A | 901991A | 1 | [5 empty] | DUCT CONNECTOR SIZE 11.25 X 13.50 X 8.25" | Y
SMB2017--08-04 | MH Gas Furnace Accessories | 26.47 | Style Crest Inc. | NORTEK GLOBAL/REVOLV | 901992A | 901992A | 1 | [5 empty] | DUCT CONNECTOR SIZE 11.25 X 13.50 X 10.25" | Y
SMB2017--08-04 | MH Gas Furnace Accessories | 27.21 | Style Crest Inc. | NORTEK GLOBAL/REVOLV | 903893 | 903893 | 1 | [5 empty] | 2.5/12 " SLOPED ROOF FLASHING | Y
SMB2017--08-04 | MH Gas Furnace Accessories | 27.79 | Blevins Inc. | NORDYNE | 901990A | 238125 | 1 | 80.04 |  |  |  |  | DUCT CONN 11X13X6.25 BASE FOR M SERIES | Y
SMB2017--08-04 | MH Gas Furnace Accessories | 36.06 | Style Crest Inc. | NORTEK GLOBAL/REVOLV | 901993A | 901993A | 1 | [5 empty] | DUCT CONNECTOR 11.25 X 13.50 X 12.25 | Y
SMB2017--08-04 | MH Gas Furnace Accessories | 62.8 | Blevins Inc. | NORDYNE | 903453 | 238355 | 1 | 188.4 |  |  |  |  | MA-200 BASE FOR CMF | Y
SMB2017--08-04 | MH Gas Furnace Accessories | 68.81 | Style Crest Inc. | NORTEK GLOBAL/REVOLV | 903659 | 903659 | 1 | [5 empty] | FLAT ROOF JACK WITH RANGE FROM 21-35" MEASURED FROM THE TOP OF THE FURNACE TO THE HOLE IN ROOF | Y
SMB2017--08-04 | MH Gas Furnace Accessories | 70.66 | Style Crest Inc. | NORTEK GLOBAL/REVOLV | 903660 | 903660 | 1 | [5 empty] | FLAT ROOF JACK WITH RANGE FROM 27-47" MEASURED FROM TOP OF FURNACE TO THE HOLE IN ROOF. | Y
SMB2017--08-04 | MH Gas Furnace Accessories | 77.09 | Style Crest Inc. | NORTEK GLOBAL/REVOLV | 903662 | 903662 | 1 | [5 empty] | ROOF JACK WITH 2/12 SLANT FLASHING AND RANGE FROM 21-35". MEASURED FROM TOP OF FURNACE TO HOLE IN ROOF. | Y
SMB2017--08-04 | MH Gas Furnace Accessories | 81.76 | Style Crest Inc. | NORTEK GLOBAL/REVOLV | 903658 | 903658 | 1 | [5 empty] | FLAT ROOF JACK WITH RANGE FROM 15-23". MEASURED FROM TOP OF FURNACE TO HOLE IN ROOF. | Y
SMB2017--08-04 | MH Gas Furnace Accessories | 85.86 | Blevins Inc. | NORDYNE | 104060000 | 238353 | 1 | 257.56 |  |  |  |  | SRJ-1 ROOF JACK FOR CMF | Y
SMB2017--08-04 | MH Gas Furnace Accessories | 95.2 | Style Crest Inc. | NORTEK GLOBAL/REVOLV | 903663 | 903663 | 1 | [5 empty] | ROOF JACK WITH 2/12 SLANT FLASHING WITH RANGE FROM 27-47". MEASURED FROM TOP OF FURNACE TO HOLE IN ROOF. | Y
SMB2017--08-04 | MH Gas Furnace Accessories | 95.2 | Style Crest Inc. | NORTEK GLOBAL/REVOLV | 903678A | 903678A | 1 | [5 empty] | ROOF JACK WITH 4/12 SLANT FLASHING AND RANGE FROM 27-27". MEASURED FROM TOP OF FURNACE TO HOLE IN ROOF. | Y
SMB2017--08-04 | MH Gas Furnace Accessories | 99.92 | Blevins Inc. | NORDYNE | 903660 | 237951 | 1 | 299.76 |  |  |  |  | FLAT ROOF JACK 27-47IN FOR M SERIES | Y
SMB2017--08-04 | MH Gas Furnace Accessories | 122.02 | Style Crest Inc. | NORTEK GLOBAL/REVOLV | 903664 | 903664 | 1 | [5 empty] | ROOF JACK WITH 2/12 SLANT FLASHING WITH RANGE FROM 35-63". MEASURED FROM TOP OF FURNACE TO HOLE IN ROOF. | Y
SMB2017--08-04 | MH Gas Furnace Accessories | 122.02 | Style Crest Inc. | NORTEK GLOBAL/REVOLV | 903665A | 903665A | 1 | [5 empty] | ROOF JACK WITH 4/12 SLANT FLASHING WITH RANGE FROM 35-63". MEASURED FROM THE TOP OF THE FURNACE TO THE HOLE IN ROOF. | Y
SMB2017--08-04 | MH Gas Furnace Accessories | 126.35 | Thermo Products, LLC | THERMO PRIDE | 01COT-BASE | 01COT-BASE | 1 | 266 |  |  |  |  | cottage base | Y
SMB2017--08-04 | MH Gas Furnace Accessories | 127.3 | Thermo Products, LLC | THERMO PRIDE | TRJ-1 | TRJ-1 | 1 | 268 |  | 1' |  |  | 1 ft roof jack | Y
SMB2017--08-04 | MH Gas Furnace Accessories | 141.55 | Thermo Products, LLC | THERMO PRIDE | TRJ-2 | TRJ-2 | 1 | 298 |  | 2' |  |  | 2 ft Roof Jack | Y
SMB2017--08-04 | MH Gas Furnace Accessories | 154.85 | Thermo Products, LLC | THERMO PRIDE | TRJ-3 | TRJ-3 | 1 | 326 |  | 3' |  |  | 3 ft Roof Jack | Y
SMB2017--08-04 | MH Gas Furnace Accessories | 169.69 | Style Crest Inc. | NORTEK GLOBAL/REVOLV | 920638 | 920638 | 1 | [5 empty] | ROOF JACK WITH 2/12 SLANT FLASHING WITH RANGE FROM 51-95". MEASURED FROM TOP OF FURNACE TO HOLE IN ROOF. | Y
SMB2017--08-04 | MH Gas Furnace Accessories | 169.69 | Style Crest Inc. | NORTEK GLOBAL/REVOLV | 903666A | 903666A | 1 | [5 empty] | ROOF JACK WITH 4/12 SLANT FLASHING WITH RANGE FROM 51-95". MEASURED FROM TOP OF FURNACE TO HOLE IN ROOF. | Y
SMB2017--08-05 | Mobile Home Furnaces - High Efficiency Gas | 1023.52 | Style Crest Inc. | NORTEK GLOBAL/REVOLV | RG7D60N4 | RG7D60N4 | 1 |  | 60000 |  | 95% |  | 95% EFFICIENT DOWNFLOW GAS FURNACE W/OUT COIL CABINET. MANUFACTURED BY NORTEK GLOBAL AND BRANDED REVOLV. | Y
SMB2017--08-05 | Mobile Home Furnaces - High Efficiency Gas | 1025.95 | Blevins Inc. | NORDYNE | 921331/M7RL060AAW | 233232 | 1 | 3488.24 | 60000 |  | 95% |  |  | Y
SMB2017--08-05 | Mobile Home Furnaces - High Efficiency Gas | 1061.16 | Style Crest Inc. | NORTEK GLOBAL/REVOLV | RG7D72N4 | RG7D72N4 | 1 |  | 72000 |  | 95% |  | 95% EFFICIENT DOWNFLOW GAS FURNACE W/OUT COIL CABINET, MANUFACTURED BY NORTEK GLOBAL AND BRANDED REVOLV. | Y
SMB2017--08-05 | Mobile Home Furnaces - High Efficiency Gas | 1063.69 | Blevins Inc. | NORDYNE | 921334/M7RL072AAW | 233234 | 1 | 3616.56 | 72000 |  | 95% |  |  | Y
SMB2017--08-05 | Mobile Home Furnaces - High Efficiency Gas | 1082.68 | Blevins Inc. | NORDYNE | 921327/CMF95072 | 238071 | 1 | 3681.12 | 72000 |  | 95% |  |  | Y
SMB2017--08-05 | Mobile Home Furnaces - High Efficiency Gas | 1100.41 | Style Crest Inc. | NORTEK GLOBAL/REVOLV | RG7D60C4 | RG7D60C4 | 1 |  | 60000 |  | 95% |  | 95% EFFICIENT DOWNFLOW GAS FURNACE, WITH COIL CABINET. MANUFACTURED BY NORTEK GLOBAL AND BRANDED REVOLV. | Y
SMB2017--08-05 | Mobile Home Furnaces - High Efficiency Gas | 1145.2 | Style Crest Inc. | NORTEK GLOBAL/REVOLV | RG7D72C4 | RG7D72C4 | 1 |  | 72000 |  | 95% |  | 95% EFFICIENT DOWNFLOW GAS FURNACE WITH COIL CABINET. MANUFACTURED BY NORTEK GLOBAL AND BRANDED REVOLV. | Y
SMB2017--08-05 | Mobile Home Furnaces - High Efficiency Gas | 1277.75 | Thermo Products, LLC | THERMO PRIDE | CMA3 | CMA3-50D36N | 1 | 2690 | 48000 |  | 95% |  | High Efficiency Gas Mobile Home Furnace | Y
SMB2017--08-05 | Mobile Home Furnaces - High Efficiency Gas | 1303.4 | Thermo Products, LLC | THERMO PRIDE | CMA3 | CMA3-75D36N | 1 | 2744 | 72000 |  | 95% |  | High Efficiency Gas Mobile Home Furnace | Y
SMB2017--08-05 | Mobile Home Furnaces - High Efficiency Gas | 1325.25 | Thermo Products, LLC | THERMO PRIDE | CMC1 | CMC1-50D36N | 1 | 2790 | 48000 |  | 95% |  | High Efficiency Gas Mobile Home Furnace | Y
SMB2017--08-05 | Mobile Home Furnaces - High Efficiency Gas | 1345 | Blevins Inc. | THERMO PRODUCTS | CMA1-50 | 238505 | 1 | 4842 | 50000 |  | 90% |  |  | Y
SMB2017--08-05 | Mobile Home Furnaces - High Efficiency Gas | 1349.95 | Thermo Products, LLC | THERMO PRIDE | CMC1 | CMC1-75D36N | 1 | 2842 | 72000 |  | 95% |  | High Efficiency Gas Mobile Home Furnace | Y
SMB2017--08-05 | Mobile Home Furnaces - High Efficiency Gas | 1477.25 | Thermo Products, LLC | THERMO PRIDE | CMC1 | CMC1-50DV3N | 1 | 3110 | 48000 |  | 95% |  | High Efficiency Gas Mobile Home Furnace | Y
SMB2017--08-05 | Mobile Home Furnaces - High Efficiency Gas | 1501.95 | Thermo Products, LLC | THERMO PRIDE | CMC1 | CMC1-75DV3N | 1 | 3162 | 72000 |  | 95% |  | High Efficiency Gas Mobile Home Furnace | Y
SMB2017--08-05 | Mobile Home Furnaces - High Efficiency Gas | 1543.5 | Blevins Inc. | THERMO PRODUCTS | CMA2-72 | 238506 | 1 | 4939.2 | 72000 |  | 90% |  |  | Y
SMB2017--08-06 | MH High Efficiency Gas Furnace Accessories | 23.53 | Style Crest Inc. | NORTEK GLOBAL/REVOLV | 901987A | 901987A | 1 | [5 empty] | DUCT CONNECTOR SIZE 11.25 X 13.50 X 0.88" | Y
SMB2017--08-06 | MH High Efficiency Gas Furnace Accessories | 23.53 | Style Crest Inc. | NORTEK GLOBAL/REVOLV | 901988A | 901988A | 1 | [5 empty] | DUCT CONNECTOR SIZE 11.25 X 13.50 X 2.00" | Y
SMB2017--08-06 | MH High Efficiency Gas Furnace Accessories | 23.53 | Style Crest Inc. | NORTEK GLOBAL/REVOLV | 901989A | 901989A | 1 | [5 empty] | DUCT CONNECTOR SIZE 11.25 X 13.20 X 4.25" | Y
SMB2017--08-06 | MH High Efficiency Gas Furnace Accessories | 23.53 | Style Crest Inc. | NORTEK GLOBAL/REVOLV | 901990A | 901990A | 1 | [5 empty] | DUCT CONNECTOR SIZE 11.25 X 13.50 X 6.25 | Y
SMB2017--08-06 | MH High Efficiency Gas Furnace Accessories | 23.53 | Style Crest Inc. | NORTEK GLOBAL/REVOLV | 901991A | 901991A | 1 | [5 empty] | DUCT CONNECTOR SIZE 11.25 X 13.50 X 8.25" | Y
SMB2017--08-06 | MH High Efficiency Gas Furnace Accessories | 26.47 | Style Crest Inc. | NORTEK GLOBAL/REVOLV | 901992A | 901992A | 1 | [5 empty] | DUCT CONNECTOR SIZE 11.25 X 13.50 X 10.25" | Y
SMB2017--08-06 | MH High Efficiency Gas Furnace Accessories | 29.93 | Blevins Inc. | NORDYNE | 904106 | 237963 | 1 | 80.2 |  |  |  |  | FURNACE VENT TRANSITION KIT | Y
SMB2017--08-06 | MH High Efficiency Gas Furnace Accessories | 36.06 | Style Crest Inc. | NORTEK GLOBAL/REVOLV | 901993A | 901993A | 1 | [5 empty] | DUCT CONNECTOR 11.25 X 13.50 X 12.25 | Y
SMB2017--08-06 | MH High Efficiency Gas Furnace Accessories | 68.81 | Style Crest Inc. | NORTEK GLOBAL/REVOLV | 903659 | 903659 | 1 | [5 empty] | FLAT ROOF JACK WITH RANGE FROM 21-35" MEASURED FROM THE TOP OF THE FURNACE TO THE HOLE IN ROOF | Y
SMB2017--08-06 | MH High Efficiency Gas Furnace Accessories | 70.66 | Style Crest Inc. | NORTEK GLOBAL/REVOLV | 903660 | 903660 | 1 | [5 empty] | FLAT ROOF JACK WITH RANGE FROM 27-47" MEASURED FROM TOP OF FURNACE TO THE HOLE IN ROOF. | Y
SMB2017--08-06 | MH High Efficiency Gas Furnace Accessories | 77.09 | Style Crest Inc. | NORTEK GLOBAL/REVOLV | 903662 | 903662 | 1 | [5 empty] | ROOF JACK WITH 2/12 SLANT FLASHING AND RANGE FROM 21-35". MEASURED FROM TOP OF FURNACE TO HOLE IN ROOF. | Y
SMB2017--08-06 | MH High Efficiency Gas Furnace Accessories | 78.85 | Thermo Products, LLC | THERMO PRIDE | AOPS7483 | AOPS7483 | 1 | 166 |  | 4" |  |  | Concentric Vent Kit for 4" Roof Jack for CMA3, CMC1 Series | Y
SMB2017--08-06 | MH High Efficiency Gas Furnace Accessories | 81.76 | Style Crest Inc. | NORTEK GLOBAL/REVOLV | 903658 | 903658 | 1 | [5 empty] | FLAT ROOF JACK WITH RANGE FROM 15-23". MEASURED FROM TOP OF FURNACE TO HOLE IN ROOF. | Y
SMB2017--08-06 | MH High Efficiency Gas Furnace Accessories | 95.2 | Style Crest Inc. | NORTEK GLOBAL/REVOLV | 903663 | 903663 | 1 | [5 empty] | ROOF JACK WITH 2/12 SLANT FLASHING WITH RANGE FROM 27-47". MEASURED FROM TOP OF FURNACE TO HOLE IN ROOF. | Y
SMB2017--08-06 | MH High Efficiency Gas Furnace Accessories | 95.2 | Style Crest Inc. | NORTEK GLOBAL/REVOLV | 903678A | 903678A | 1 | [5 empty] | ROOF JACK WITH 4/12 SLANT FLASHING AND RANGE FROM 27-27". MEASURED FROM TOP OF FURNACE TO HOLE IN ROOF. | Y
SMB2017--08-06 | MH High Efficiency Gas Furnace Accessories | 98.8 | Thermo Products, LLC | THERMO PRIDE | AOPS7544 | AOPS7544 | 1 | 208 |  | 5" |  |  | Concentric Vent Kit for 5" Roof Jack | Y
SMB2017--08-06 | MH High Efficiency Gas Furnace Accessories | 114.95 | Thermo Products, LLC | THERMO PRIDE | 350224 | 350224 | 1 | 242 |  |  |  |  | Mini Condensate Pump for CMA3, CMC1 Series | Y
SMB2017--08-06 | MH High Efficiency Gas Furnace Accessories | 122.02 | Style Crest Inc. | NORTEK GLOBAL/REVOLV | 903665A | 903665A | 1 |  |  | 35" |  |  | ROOF JACK WITH 4/12 SLANT FLASHING AND RANGE FROM 35"- 63". MEASURED FROM TOP OF FURNACE TO HOLE IN ROOF. | Y
SMB2017--08-06 | MH High Efficiency Gas Furnace Accessories | 122.02 | Style Crest Inc. | NORTEK GLOBAL/REVOLV | 903664 | 903664 | 1 |  |  | 35" |  |  | ROOF JACK WITH 2/12 SLANT FLASHING WITH RANGE FROM 35"-63". MEASURED FROM TOP OF FURNACE TO HOLE IN ROOF. | Y
SMB2017--08-06 | MH High Efficiency Gas Furnace Accessories | 126.35 | Thermo Products, LLC | THERMO PRIDE | 01COT-BASE | 01COT-BASE | 1 | 266 |  |  |  |  | Cottage Base for CMA3 Series | Y
SMB2017--08-06 | MH High Efficiency Gas Furnace Accessories | 169.69 | Style Crest Inc. | NORTEK GLOBAL/REVOLV | 920638 | 920638 | 1 | [5 empty] | ROOF JACK WITH 2/12 SLANT FLASHING WITH RANGE FROM 51-95". MEASURED FROM TOP OF FURNACE TO HOLE IN ROOF. | Y
SMB2017--08-06 | MH High Efficiency Gas Furnace Accessories | 169.69 | Style Crest Inc. | NORTEK GLOBAL/REVOLV | 903666A | 903666A | 1 | [5 empty] | ROOF JACK WITH 4/12 SLANT FLASHING WITH RANGE FROM 51-95". MEASURED FROM TOP OF FURNACE TO HOLE IN ROOF. | Y
SMB2017--08-07 | Self Adhering- Low Slope, Roofing Membrane | 15.97 | Style Crest Inc. | PEEL N' SEAL | 43334 | 43334 | 1 |  |  | 4"X33.5' |  | SILVER | SELF STICK ALUMINUM ROLL ROOFING | Y
SMB2017--08-07 | Self Adhering- Low Slope, Roofing Membrane | 24.17 | Style Crest Inc. | PEEL N' SEAL | 43336 | 43336 | 1 |  |  | 6"X33.5' |  | SILVER | SELF STICK ALUMINUM ROLL ROOFING | Y
SMB2017--08-07 | Self Adhering- Low Slope, Roofing Membrane | 48.27 | Style Crest Inc. | PEEL N' SEAL | 433312 | 433312 | 1 |  |  | 12"X33.5' |  | SILVER | SELF STICK ALUMINUM ROLL ROOFING | Y
SMB2017--08-07 | Self Adhering- Low Slope, Roofing Membrane | 138.13 | Style Crest Inc. | PEEL N' SEAL | 433336 | 433336 | 1 |  |  | 36"X33.5' |  | SILVER | SELF STICK ALUMINUM ROLL ROOFING | Y
SMB2017--08-08 | Mobile Home Belly Patch Fabric | 12.77 | Style Crest Inc. | FLEX MEND | 602881 | 602881 | 1 | [5 empty] | DO IT YOURSELF KIT INCLUDES 10 SQ FT WITH ADHESIVE 54"X28", 20 SQ FT NON ADHESIVE 108" X 28" OF POLYETHYLENE BOTTOMBOARD. | Y
SMB2017--08-08 | Mobile Home Belly Patch Fabric | 24.5 | Style Crest Inc. | FLEX MEND | 60101 | 611 | 1 |  |  | 30"X100' |  |  | BOTTOM BOARD | Y
SMB2017--08-08 | Mobile Home Belly Patch Fabric | 32.44 | Blevins Inc. | MB PRODUCTS | 4P4100-T | 360016 | 1 | 58.4 |  | 4"X100' |  |  |  | Y
SMB2017--08-08 | Mobile Home Belly Patch Fabric | 40.7 | Style Crest Inc. | FLEX MEND | 60400 | 60400 | 1 |  |  | 4"X180' |  |  | TAPE TO REPAIR LONG SLITS AROUND AC OR WATER LINES | Y
SMB2017--08-08 | Mobile Home Belly Patch Fabric | 41.4 | Blevins Inc. | MB PRODUCTS | FP-2825 | 360004 | 1 | 82.8 |  | 28"X25' |  |  |  | Y
SMB2017--08-08 | Mobile Home Belly Patch Fabric | 45.57 | Style Crest Inc. | FLEX MEND | 60600 | 60600 | 1 |  |  | 6"x180' |  |  | TAPE TO REPAIR LONG SLITS AROUND AC OR WATER LINES | Y
SMB2017--08-08 | Mobile Home Belly Patch Fabric | 69.02 | Blevins Inc. | MB PRODUCTS | FP-2850 | 360003 | 1 | 165.64 |  | 28"X50' |  |  |  | Y
SMB2017--08-08 | Mobile Home Belly Patch Fabric | 99.68 | Style Crest Inc. | FLEX MEND | 601470 | 601470 | 1 |  |  | 172" X 70 FT |  |  | BOTTOM BOARD | Y
SMB2017--08-08 | Mobile Home Belly Patch Fabric | 138.05 | Blevins Inc. | MB PRODUCTS | FP-28100 | 360002 | 1 | 331.32 |  | 28"X100' |  |  |  | Y
SMB2017--08-09 | Doors- Fiberglass Skin, Vertical Slider Up to 32W x Up to 76H | 145.25 | Style Crest Inc. | KINRO | 69K43272L3NN0 | 69K43272L3NN0 | 1 | [5 empty] | 32 X 72 LEFT HAND OUTSWING DOOR WITH 14X27 VERTICAL SLIDER AND 4" JAMB. COMES WITH STAINLESS STEEL ENTRY LOCK (641101) AND DOOR CHAIN (641996) | Y
SMB2017--08-09 | Doors- Fiberglass Skin, Vertical Slider Up to 32W x Up to 76H | 145.25 | Style Crest Inc. | KINRO | 69K43272R3NN0 | 69K43272R3NN0 | 1 | [5 empty] | 32 X 72 RIGHT HAND OUTSWING DOOR WITH 14X27 VERTICAL SLIDER, 4" JAMB. DOOR COMES WITH STAINLESS STEEL ENTRY LOCK (641101) AND DOOR CHAIN (641996) | Y
SMB2017--08-09 | Doors- Fiberglass Skin, Vertical Slider Up to 32W x Up to 76H | 145.6 | Style Crest Inc. | KINRO | 69K43274L3NN0 | 69K43274L3NN0 | 1 | [5 empty] | 32 X 74 LEFT HAND OUTSWING DOOR WITH 14X27 VERTICAL SLIDER, 4" JAMB. DOOR COMES WITH STAINLESS STEEL ENTRY LOCK (641101) AND DOOR CHAIN (641996) | Y
SMB2017--08-09 | Doors- Fiberglass Skin, Vertical Slider Up to 32W x Up to 76H | 145.6 | Style Crest Inc. | KINRO | 69K43274R3NN0 | 69K43274R3NN0 | 1 | [5 empty] | 32 X 74 RIGHT HAND OUTSWING DOOR WITH 14X27 VERTICAL SLIDER, 4" JAMB. DOOR COMES WITH STAINLESS STEEL ENTRY LOCK (641101) AND DOOR CHAIN (641996). | Y
SMB2017--08-09 | Doors- Fiberglass Skin, Vertical Slider Up to 32W x Up to 76H | 145.6 | Style Crest Inc. | KINRO | 69K43276L3NN0 | 69K43276L3NN0 | 1 | [5 empty] | 32 X 76 LEFT HAND OUTSWING DOOR WITH 14X27 VERTICAL SLIDER AND 4" JAMB. DOOR COMES WITH STAINLESS STEEL ENTRY LOCK (641101) AND DOOR CHAIN (641996). | Y
SMB2017--08-09 | Doors- Fiberglass Skin, Vertical Slider Up to 32W x Up to 76H | 145.6 | Style Crest Inc. | KINRO | 69K43276R3NN0 | 69K43276R3NN0 | 1 | [5 empty] | 32 X 76 RIGHT HAND OUTSWING DOOR WITH 14X27 VERTICAL SLIDER AND 4" JAMB. DOOR COMES WITH STAINLESS STEEL ENTRY LOCK (641101) AND DOOR CHAIN (641996) | Y
SMB2017--08-10 | Doors- Fiberglass Skin, Vertical Slider Up to 34W x Up to 76H | 145.2 | Style Crest Inc. | KINRO | 69K43476L3NN0 | 69K43476L3NN0 | 1 | [5 empty] | 34 X 76 LEFT HAND OUTWSWING DOOR WITH 14X27 VERTICAL SLIDER AND 4" JAMB | Y
SMB2017--08-10 | Doors- Fiberglass Skin, Vertical Slider Up to 34W x Up to 76H | 145.2 | Style Crest Inc. | KINRO | 69K43476R3NN0 | 69K43476R3NN0 | 1 | [5 empty] | 34 X 76 RIGHT HAND OUTSWING DOOR WITH 14X27 VERTICAL SLIDER AND 4" JAMB | Y
SMB2017--08-11 | Doors- Fiberglass Skin, Vertical Slider Up to 32W x Up to 78H | 147.84 | Style Crest Inc. | KINRO | 69K43278L3NN0 | 69K43278L3NN0 | 1 | [5 empty] | 32X78 LEFT HAND OUTSWING DOOR WITH 14X27 VERTICAL SLIDER AND 4" JAMB. DOOR COMES WITH STAINLESS STEEL ENTRY LOCK (641101) AND DOOR CHAIN (641996). | Y
SMB2017--08-11 | Doors- Fiberglass Skin, Vertical Slider Up to 32W x Up to 78H | 147.84 | Style Crest Inc. | KINRO | 69K43278R3NN0 | 69K43278R3NN0 | 1 | [5 empty] | 32X78 RIGHT HAND OURSWINT DOOR WITH 14X27 VERTICAL SLIDER AND 4" JAMB. DOOR COMES WITH STAINLESS STEEL ENTRY LOCK (641101) AND DOOR CHAIN (641996). | Y
SMB2017--08-12 | Doors- Fiberglass Skin, Fixed Lite, Up to 32 W x Up to 76H | 124.16 | Style Crest Inc. | KINRO | 69K43272L1NN0 | 69K43272L1NN0 | 1 | [5 empty] | 32X72 LEFT HAND OUTSWING DOOR WITH 10X10 FIXED LIGHT AND 4" JAMB. DOOR COMES WITH STAINLESS STEEL ENTRY LOCK (641101) AND DOOR CHAIN (641996). | Y
SMB2017--08-12 | Doors- Fiberglass Skin, Fixed Lite, Up to 32 W x Up to 76H | 124.16 | Style Crest Inc. | KINRO | 69K43272R1NN0 | 69K43272R1NN0 | 1 | [5 empty] | 32X72 RIGHT HAND OUTSWING DOOR WITH 10X10 FIXED LIGHT AND 4" JAMB. DOOR COMES WITH STAINLESS STEEL ENTRY LOCK (641101) AND DOOR CHAIN (641996). | Y
SMB2017--08-12 | Doors- Fiberglass Skin, Fixed Lite, Up to 32 W x Up to 76H | 124.52 | Style Crest Inc. | KINRO | 69K43276L1NN0 | 69K43276L1NN0 | 1 | [5 empty] | 32X76 RIGHT HAND OUTSWING DOOR WITH 10X10 FIXED LIGHT AND 4" JAMB. DOOR COMES WITH STAINLESS STEEL ENTRY LOCK (641101) AND DOOR CHAIN (641996). | Y
SMB2017--08-12 | Doors- Fiberglass Skin, Fixed Lite, Up to 32 W x Up to 76H | 124.52 | Style Crest Inc. | KINRO | 69K43276R1NN0 | 69K43276R1NN0 | 1 | [5 empty] | 32X76 RIGHT HAND OUTSWING DOOR WITH 10X10 FIXED LIGHT AND 4" JAMB. DOOR COMES WITH STAINLESS STEEL ENTRY LOCK (641101) AND DOOR CHAIN (641996). | Y
SMB2017--08-13 | Doors - Fiberglass Skin, Fixed Lite, Up to 34 W x Up to 76H | 126.74 | Style Crest Inc. | KINRO | 69K43476L1NN0 | 69K43476L1NN0 | 1 | [5 empty] | 34X76 LEFT HAND OUTSWING DOOR WITH 10X10 FIXED LIGHT AND 4" JAMB. DOOR COMES WITH STAINLESS STELL ENTRY LOCK (641101) AND DOOR CHAIN (641996). | Y
SMB2017--08-13 | Doors - Fiberglass Skin, Fixed Lite, Up to 34 W x Up to 76H | 126.74 | Style Crest Inc. | KINRO | 69K43476R1NN0 | 69K43476R1NN0 | 1 | [5 empty] | 34X76 RIGHT HAND OUTSWING DOOR WITH 10X10 FIXED LIGHT AND 4" JAMB. DOOR COMES WITH STAINLESS STEEL ENTRY LOCK (641101) AND DOOR CHAIN (641996). | Y
SMB2017--08-14 | Doors - Fiberglass Skin, Fixed Lite, Up to 32 W x Up to 78H | 126.74 | Style Crest Inc. | KINRO | 69K43278L1NN0 | 69K43278L1NN0 | 1 | [5 empty] | 32X78 LEFT HAND OUTSWING DOOR WITH 10X10 FIXED LIGHT AND 4" JAMB. DOOR COMES WITH STAINLESS STEEL ENTRY LOCK (641101) AND (641996). | Y
SMB2017--08-14 | Doors - Fiberglass Skin, Fixed Lite, Up to 32 W x Up to 78H | 126.74 | Style Crest Inc. | KINRO | 69K43278R1NN0 | 69K43278R1NN0 | 1 | [5 empty] | 32X78 RIGHT HAND OUTSWING DOOR WITH 10X10 FIXED LIGHT AND 4" JAMB. DOOR COMES WITH STAINLESS STEEL ENTRY LOCK (641101) AND DOOR CHAIN (641996). | Y
SMB2017--08-15 | Doors- Fiberglass Skin, No Lite, Up to 32 W x Up to 76H | 118.62 | Style Crest Inc. | KINRO | 69K3272L0NN0 | 69K3272L0NN0 | 1 | [5 empty] | 32X72 LEFT HAND OUTSWING DOOR WITH 4" JAMB. DOOR COMES WITH STAINLESS STEEL ENTRY LOCK (641101) AND DOOR CHAIN (641996). | Y
SMB2017--08-15 | Doors- Fiberglass Skin, No Lite, Up to 32 W x Up to 76H | 118.62 | Style Crest Inc. | KINRO | 69K43272R0NN0 | 69K43272R0NN0 | 1 | [5 empty] | 32X72 RIGHT HAND OUTSWING DOOR WITH 4" JAMB. DOOR COMES WITH STAINLESS STEEL ENTRY LOCK (641101) AND DOOR CHAIN (641996). | Y
SMB2017--08-15 | Doors- Fiberglass Skin, No Lite, Up to 32 W x Up to 76H | 118.96 | Style Crest Inc. | KINRO | 69K43274L0NN0 | 69K43274L0NN0 | 1 | [5 empty] | 32X74 LEFT HAND OUTSWING DOOR WITH 4" JAMB. DOOR COMES WITH STAINLESS STEEL ENTRY LOCK (641101) AND DOOR CHAIN (641996). | Y
SMB2017--08-15 | Doors- Fiberglass Skin, No Lite, Up to 32 W x Up to 76H | 118.96 | Style Crest Inc. | KINRO | 69K43274R0NN0 | 69K43274R0NN0 | 1 | [5 empty] | 32X74 RIGHT HAND OUTSWING DOOR WITH 4" JAMB. DOOR COMES WITH STAINLESS STEEL ENTRY LOCK (641101) AND DOOR CHAIN (641996). | Y
SMB2017--08-15 | Doors- Fiberglass Skin, No Lite, Up to 32 W x Up to 76H | 118.96 | Style Crest Inc. | KINRO | 69K43276R0NN0 | 69K43276R0NN0 | 1 | [5 empty] | 32X76 LEFT HAND OUTSWING DOOR WITH 4" JAMB. DOOR COMES WITH STAINLESS STEEL ENTRY LOCK (641101) AND DOOR CHAIN (641996). | Y
SMB2017--08-16 | Doors - Fiberglass Skin, No Lite, Up to 34 W x Up to 76H | 121.2 | Style Crest Inc. | KINRO | 69K43476L0NN0 | 69K43476L0NN0 | 1 | [5 empty] | 34X76 LEFT HAND OUTSWING DOOR WITH 4" JAMB. DOOR COMES WITH STAINLESS STEEL ENTRY LOCK (641101) AND DOOR CHAIN (641996). | Y
SMB2017--08-16 | Doors - Fiberglass Skin, No Lite, Up to 34 W x Up to 76H | 121.2 | Style Crest Inc. | KINRO | 69K43476R0NN0 | 69K43476R0NN0 | 1 | [5 empty] | 34X76 RIGHT HAND OUTSWING DOOR WITH 4" JAMB. DOOR COMES WITH STAINLESS STEEL ENTRY LOCK (641101) AND DOOR CHAIN (641996). | Y
SMB2017--08-18 | Doors- Aluminum, Fixed Lite, Up to 32 W x Up to 76H | 124.51 | Blevins Inc. | Elixir Industries | 24-240-0208 | 210916 | 1 | 363.56 |  |  |  |  | 32X72 LH DIA WHITE/DARK | Y
SMB2017--08-18 | Doors- Aluminum, Fixed Lite, Up to 32 W x Up to 76H | 124.51 | Blevins Inc. | Elixir Industries | 24-210-1102 | 210920 | 1 | 363.56 |  |  |  |  | 32X72 RH DIA WHITE/DARK | Y
SMB2017--08-18 | Doors- Aluminum, Fixed Lite, Up to 32 W x Up to 76H | 124.51 | Blevins Inc. | Elixir Industries | 24-210-1105 | 211035 | 1 | 363.56 |  |  |  |  | 30X72 LH DIA WHITE/DARK | Y
SMB2017--08-19 | Doors - Aluminum, Fixed Lite, Up to 34 W x Up to 76H | 130.51 | Blevins Inc. | Elixir Industries | 24-210-1101 | 219004 | 1 | 381.08 |  |  |  |  | 34X76 RH DIA WHITE/DARK | Y
SMB2017--08-19 | Doors - Aluminum, Fixed Lite, Up to 34 W x Up to 76H | 130.51 | Blevins Inc. | Elixir Industries | 24-210-0210 | 210918 | 1 | 381.08 |  |  |  |  | 34X76 LH DIA WHITE/DARK | Y
SMB2017--08-20 | Doors - Aluminum, Fixed Lite, Up to 32 W x Up to 78H | 129.05 | Blevins Inc. | Elixir Industries | 24-210-1098 | 210897 | 1 | 376.84 |  |  |  |  | 32X78 LH DIA WHITE/DARK | Y
SMB2017--08-20 | Doors - Aluminum, Fixed Lite, Up to 32 W x Up to 78H | 129.05 | Blevins Inc. | Elixir Industries | 24-210-1104 | 210936 | 1 | 376.84 |  |  |  |  | 32X78 RH DIA WHITE/DARK | Y
SMB2017--08-21 | Doors- Aluminum, No Lite, Up to 32 W x Up to 76H | 115.22 | Blevins Inc. | Elixir Industries | 24-200-0144 | 210786 | 1 | 336.44 |  |  |  |  | 32X74 UNIVERSAL SWING WHITE/DARK | Y
SMB2017--08-21 | Doors- Aluminum, No Lite, Up to 32 W x Up to 76H | 115.22 | Blevins Inc. | Elixir Industries | 24-200-0143 | 210804 | 1 | 336.44 |  |  |  |  | 30X72 UNIVERSAL SWING WHITE/DARK | Y
SMB2017--08-21 | Doors- Aluminum, No Lite, Up to 32 W x Up to 76H | 115.22 | Blevins Inc. | Elixir Industries | 24-200-0122 | 210805 | 1 | 336.44 |  |  |  |  | 32X72 UNIVERSAL WHITE WHITE/DARK | Y
SMB2017--08-21 | Doors- Aluminum, No Lite, Up to 32 W x Up to 76H | 115.22 | Blevins Inc. | Elixir Industries | 24-200-0145 | 210811 | 1 | 336.44 |  |  |  |  | 32X76 UNIVERSAL SWING WHITE/DARK | Y
SMB2017--08-22 | Doors - Aluminum, No Lite, Up to 34 W x Up to 76H | 121.22 | Blevins Inc. | Elixir Industries | 24-200-0416 | 210809 | 1 | 353.63 |  |  |  |  | 34X76 UNIVERSAL SWING WHITE/DARK | Y
SMB2017--08-22 | Doors - Aluminum, No Lite, Up to 34 W x Up to 76H | 121.35 | Blevins Inc. | Elixir Industries | 24-200-0129 | 210807 | 1 | 370.36 |  |  |  |  | 34X76 UNIVERSAL SWING WHITE/WHITE | Y
SMB2017--08-23 | Doors - Aluminum, No Lite, Up to 32 W x Up to 78H | 119.77 | Blevins Inc. | Elixir Industries | 24-200-0454 | 210780 | 1 | 349.72 |  |  |  |  | 32X78 UNIVERSAL SWING WHITE/DARK | Y
SMB2017--08-24 | Combo Door- In cased storm. 4" Jamb, 32W x 72H | 272.33 | Blevins Inc. | Elixir Industries | 24-610-1382 | 211051 | 1 | 795.2 |  |  |  |  | 32X72 LH WHITE/DARK MILL STD STORM | Y
SMB2017--08-24 | Combo Door- In cased storm. 4" Jamb, 32W x 72H | 272.33 | Blevins Inc. | Elixir Industries | 24-610-1383 | 211052 | 1 | 795.2 |  |  |  |  | 32X72 RH WHITE/DARK MILL STD STORM | Y
SMB2017--08-24 | Combo Door- In cased storm. 4" Jamb, 32W x 72H | 272.69 | Blevins Inc. | Elixir Industries | 24-610-0985 | 210880 | 1 | 823.52 |  |  |  |  | 32X72 LH WHITE/WHITE WHITE STD STORM | Y
SMB2017--08-24 | Combo Door- In cased storm. 4" Jamb, 32W x 72H | 272.69 | Blevins Inc. | Elixir Industries | 24-610-0986 | 210881 | 1 | 823.52 |  |  |  |  | 32X72 RH WHITE/WHITE WHITE STD STORM | Y
SMB2017--08-25 | Combo Door- In cased storm. 4" Jamb, 32W x 74H | 272.33 | Blevins Inc. | Elixir Industries | 24-610-1379 | 210923 | 1 | 795.2 |  |  |  |  | 32X74 LH WHITE/DARK MILL STD STORM | Y
SMB2017--08-25 | Combo Door- In cased storm. 4" Jamb, 32W x 74H | 272.33 | Blevins Inc. | Elixir Industries | 24-610-1380 | 210924 | 1 | 795.2 |  |  |  |  | 32X74 RH WHITE/DARK MILL STD STORM | Y
SMB2017--08-26 | Combo Door-In cased storm. 4" Jamb, 32W x 76H | 228.6 | Style Crest Inc. | KINRO | 69K73276L1MC0 | 69K73276L1MC0 | 1 |  |  |  |  | WHITE/MILL | 32X76 LEFT HAND INSWING COMBO DOOR WITH 10X10 FIXED LIGHT AND MILL COLORED STORM DOOR, 4" JAM. DOOR COMES WITH STAINLESS STEEL ENTRY LOCK (641101) AND CHAIN (641996) (PER BID REQUIREMENTS). STORM DOOR KIT PART NUMBER FOR SEPARATE PURCHASE IS 69355301. | Y
SMB2017--08-26 | Combo Door-In cased storm. 4" Jamb, 32W x 76H | 228.6 | Style Crest Inc. | KINRO | 69K73276R1MC0 | 69K73276R1MC0 | 1 |  |  |  |  | WHITE/MILL | 32X76 RIGHT HAND INSWING DOOR WITH 10X10 FIXED LIGHT AND MILL COLORED STORM DOOR, 4" JAMB. DOOR COMES WITH STAINLESS STEEL ENTRY LOCK (641101) AND CHAIN (641996) (PER BID REQUIREMENTS). STORM DOOR KIT PART NUMBER FOR SEPARATE PURCHASE IS 69355301. | Y
SMB2017--08-26 | Combo Door-In cased storm. 4" Jamb, 32W x 76H | 237.57 | Style Crest Inc. | KINRO | 69K73276L1WC0 | 69K73276L1WC0 | 1 |  |  |  |  | WHITE | 32X76 LEFT HAND INSWING DOOR WITH 10X10 FIXED LIGHT WITH WHITE STORM DOOR. DOOR COMES WITH STAINLESS STEEL ENTRY LOCK (641101) AND CHAIN (641996) (PER BID REQUIREMENTS). STORM DOOR KIT PART NUMBER FOR SEPARATE PURCHASE IS 69355301. | Y
SMB2017--08-26 | Combo Door-In cased storm. 4" Jamb, 32W x 76H | 237.57 | Style Crest Inc. | KINRO | 69K73276R1WC0 | 69K73276R1WC0 | 1 |  |  |  |  | WHITE | 32X76 RIGHT HAND INSWING DOOR WITH 10X10 FIXED LIGHT AND WHITE STORM DOOR. DOOR COMES WITH STAINLESS STEEL ENTRY LOCK (641101) AND CHAIN (641996) (PER BID REQUIREMENTS). STORM DOOR KIT PART NUMBER FOR SEPARATE PURCHASE IS 69355301. | Y
SMB2017--08-26 | Combo Door-In cased storm. 4" Jamb, 32W x 76H | 272.33 | Blevins Inc. | Elixir Industries | 24-610-1384 | 211065 | 1 | 795.2 |  |  |  |  | 32X76 LH WHITE/DARK MILL STD STORM | Y
SMB2017--08-26 | Combo Door-In cased storm. 4" Jamb, 32W x 76H | 272.33 | Blevins Inc. | Elixir Industries | 24-610-1385 | 211066 | 1 | 195.2 |  |  |  |  | 32X76 RH WHITE/DARK MILL STD STORM | Y
SMB2017--08-27 | Combo Door-In cased storm. 4" Jamb, 32W x 78H | 272.33 | Blevins Inc. | Elixir Industries | 24-610-1386 | 211075 | 1 | 795.2 |  |  |  |  | 32X78 LH WHITE/DARK MILL STD STORM | Y
SMB2017--08-27 | Combo Door-In cased storm. 4" Jamb, 32W x 78H | 273.72 | Blevins Inc. | Elixir Industries | 24-610-0989 | 212261 | 1 | 864.96 |  |  |  |  | 32X78 LH WHITE/WHITE WHITE STD STORM | Y
SMB2017--08-28 | Combo Door-In cased storm. 4" Jamb, 32W x 80H | 287.71 | Blevins Inc. | Elixir Industries | 24-620-0180 | 211308 | 1 | 840.12 |  |  |  |  | 32X80 LH WHITE/WHITE WHITE STD STORM | Y
SMB2017--08-31 | Combo Door-In cased storm. 4" Jamb, 34W x 76H | 242.93 | Style Crest Inc. | KINRO | 69K73476L1MC0 | 69K73476L1MC0 | 1 |  |  |  |  | WHITE/MILL | 34X76 LEFT HAND INSWING COMBO DOOR WITH 10X10 FIXED LIGHT AND MILL COLORED STORM DOOR, 4" JAMB. DOOR COMES WITH STAINLESS STEEL ENTRY LOCK (641101) AND CHAIN (641996) (PER BID REQUIREMENTS). STORM DOOR KIT PART NUMBER FOR SEPARATE PURCHASE IS 69355301. | Y
SMB2017--08-31 | Combo Door-In cased storm. 4" Jamb, 34W x 76H | 242.93 | Style Crest Inc. | KINRO | 69K73476R1MC0 | 69K73476R1MC0 | 1 |  |  |  |  | WHITE/MILL | 34X76 RIGHT HAND INSWING COMBO DOOR WITH 10X10 FIXED LIGHT AND MILL COLORED STORM DOOR, 4" JAMB. DOOR COMES WITH STAINLESS STEEL ENTRY LOCK (641101) AND CHAIN (641996) (PER BID REQUIREMENTS). STORM DOOR KIT PART NUMBER FOR SEPARATE PURCHASE IS 69355301. | Y
SMB2017--08-31 | Combo Door-In cased storm. 4" Jamb, 34W x 76H | 251.92 | Style Crest Inc. | KINRO | 69K73476L1WC0 | 69K73476L1WC0 | 1 |  |  |  |  | WHITE | 34X76 LEFT HAND INSWING COMBO DOOR WITH 10X10 FIXED LIGHT AND WHITE COLORED STORM DOOR, 4" JAMB. DOOR COMES WITH STAINLESS STEEL ENTRY LOCK (641101) AND CHAIN (641996) (PER BID REQUIREMENTS). STORM DOOR KIT PART NUMBER FOR SEPARATE PURCHASE IS 69355301. | Y
SMB2017--08-31 | Combo Door-In cased storm. 4" Jamb, 34W x 76H | 251.92 | Style Crest Inc. | KINRO | 69K73476R1WC0 | 69K73476R1WC0 | 1 |  |  |  |  | WHITE | 34X76 RIGHT HAND INSWING COMBO DOOR WITH 10X10 FIXED LIGHT AND WHITE STORM DOOR, 4" JAMB. DOOR COMES WITH STAINLESS STEEL ENTRY LOCK (641101) AND CHAIN (641996) (PER BID REQUIREMENTS). STORM DOOR KIT PART NUMBER FOR SEPARATE PURCHASE IS 69355301. | Y
SMB2017--08-31 | Combo Door-In cased storm. 4" Jamb, 34W x 76H | 272.33 | Blevins Inc. | Elixir Industries | 24-620-0103 | 211031 | 1 | 795.2 |  |  |  |  | 34X76 LH WHITE/DARK MILL STD STORM | Y
SMB2017--08-31 | Combo Door-In cased storm. 4" Jamb, 34W x 76H | 272.33 | Blevins Inc. | Elixir Industries | 24-610-1389 | 211082 | 1 | 795.2 |  |  |  |  | 34X76 RH WHITE/DARK MILL STD STORM | Y
SMB2017--08-31 | Combo Door-In cased storm. 4" Jamb, 34W x 76H | 395.19 | Blevins Inc. | Elixir Industries | 24-700-0056 | 211722 | 1 | 1153.96 |  |  |  |  | 34X76 LH 6 PANEL 7000S STD STORM | Y
SMB2017--08-31 | Combo Door-In cased storm. 4" Jamb, 34W x 76H | 395.19 | Blevins Inc. | Elixir Industries | 24-700-0206 | 211723 | 1 | 1153.96 |  |  |  |  | 34X76 RH 6 PANEL 7000S STD STORM | Y
SMB2017--08-31 | Combo Door-In cased storm. 4" Jamb, 34W x 76H | 452.51 | Blevins Inc. | Elixir Industries | 24-730-0069 | 211246 | 1 | 1321.32 |  |  |  |  | 34X76 RH 9-LITE 7000S STD STORM | Y
SMB2017--08-31 | Combo Door-In cased storm. 4" Jamb, 34W x 76H | 452.51 | Blevins Inc. | Elixir Industries | 24-730-0062 | 211247 | 1 | 1321.32 |  |  |  |  | 34X76 LH 9-LITE 7000S STD STORM | Y
SMB2017--08-32 | Combo Door- In cased storm. 4" Jamb, 34W x 78H | 247.22 | Style Crest Inc. | KINRO | 69K73478L1MC0 | 69K73478L1MC0 | 1 |  |  |  |  | WHITE/MILL | 34X78 LEFT HAND INSWING COMBO DOOR WITH 10X10 FIXED LIGHT AND MILL STORM DOOR, 4" JAMB. DOOR COMES WITH STAINLESS STEEL ENTRY LOCK (641101) AND CHAIN (641996) (PER BID REQUIREMENTS). STORM DOOR KIT PART NUMBER FOR SEPARATE PURCHASE IS 69355301. | Y
SMB2017--08-32 | Combo Door- In cased storm. 4" Jamb, 34W x 78H | 247.22 | Style Crest Inc. | KINRO | 69K73478R1MC0 | 69K73478R1MC0 | 1 |  |  |  |  | WHITE/MILL | 34X78 RIGHT HAND INSWING COMBO DOOR WITH 10X10 FIXED LIGHT AND MILL COLORED STORM DOOR, 4" JAMB. DOORCOMES WITH STAINLESS STEEL ENTRY LOCK (641101) AND CHAIN(641996) (PER BID REQUIREMENTS). STORM DOOR KIT PART NUMBER FOR SEPARATE PURCHASE IS 69355301. | Y
SMB2017--08-32 | Combo Door- In cased storm. 4" Jamb, 34W x 78H | 256.21 | Style Crest Inc. | KINRO | 69K73478L1WC0 | 69K73478L1WC0 | 1 |  |  |  |  | WHITE | 34X78 LEFT HAND INSWING COMBO DOOR WITH 10X10 FIXED LIGHT AND WHITE STORM DOOR, 4" JAMB. DOOR COMES WITH STAINLESS STEEL ENTRY LOCK (641101) AND CHAIN (641996) (PER BID REQUIREMENTS). STORM DOOR KIT PART NUMBER FOR SEPARATE PURCHASE IS 69355301. | Y
SMB2017--08-32 | Combo Door- In cased storm. 4" Jamb, 34W x 78H | 256.21 | Style Crest Inc. | KINRO | 69K73478R1WC0 | 69K73478R1WC0 | 1 |  |  |  |  | WHITE | 34X78 RIGHT HAND INSWING COMBO DOOR WITH 10X10 FIXED LIGHT AND WHITE STORM DOOR, 4" JAMB. DOOR COMES WITH STAINLESS STEEL ENTRY LOCK (641101) AND CHAIN (641996) (PER BID REQUIREMENTS). STORM DOOR KIT PART NUMBER FOR SEPARATE PURCHASE IS 69355301. | Y
SMB2017--08-32 | Combo Door- In cased storm. 4" Jamb, 34W x 78H | 272.33 | Blevins Inc. | Elixir Industries | 24-610-1377 | 210910 | 1 | 795.2 |  |  |  |  | 34X78 RH WHITE/DARK MILL STD STORM | Y
SMB2017--08-32 | Combo Door- In cased storm. 4" Jamb, 34W x 78H | 272.33 | Blevins Inc. | Elixir Industries | 24-610-1378 | 210911 | 1 | 795.2 |  |  |  |  | 34X78 LH WHITE/DARK MILL STD STORM | Y
SMB2017--08-33 | Combo Door-In cased storm. 4" Jamb, 34W x 80H | 247.22 | Style Crest Inc. | KINRO | 69K73480L1MC0 | 69K73480L1MC0 | 1 |  |  |  |  | WHITE/MILL | 34X80 LEFT HAND INSWING COMBO DOOR WITH 10X10 FIXED LIGHT AND MILL COLORED STORM DOOR, 4" JAMB. DOOR COMES WITH STAINLESS STEEL ENTRY LOCK (641101) AND CHAIN (641996) (PER BID REQUIREMENTS). STORM DOOR KIT PART NUMBER FOR SEPARATE PURCHASE IS 69355301. | Y
SMB2017--08-33 | Combo Door-In cased storm. 4" Jamb, 34W x 80H | 247.22 | Style Crest Inc. | KINRO | 69K73480R1MC0 | 69K73480R1MC0 | 1 |  |  |  |  | WHITE/MILL | 34X80 RIGHT HAND INSWING COMBO DOOR WITH 10X10 FIXED LIGHT, MILL COLORED STORM DOOR, 4" JAMB. DOOR COMES WITH STAINLESS STEEL ENTRY LOCK (641101) AND CHAIN (641996) (PER BID REQUIREMENTS). STORM DOOR KIT PART NUMBER FOR SEPARATE PURCHASE IS 69355301. | Y
SMB2017--08-33 | Combo Door-In cased storm. 4" Jamb, 34W x 80H | 256.21 | Style Crest Inc. | KINRO | 69K73480L1WC0 | 69K73480L1WC0 | 1 |  |  |  |  | WHITE | 34X80 LEFT HAND INSWING COMBO DOOR WITH 10X10 FIXED LIGHT WHITE STORM DOOR, 4" JAMB. DOOR COMES WITH STAINLESS STEEL ENTRY LOCK (641101) AND CHAIN (641996) (PER BID REQUIREMENTS). STORM DOOR KIT PART NUMBER FOR SEPARATE PURCHASE IS 69355301. | Y
SMB2017--08-33 | Combo Door-In cased storm. 4" Jamb, 34W x 80H | 256.21 | Style Crest Inc. | KINRO | 69K73480R1WC0 | 69K73480R1WC0 | 1 |  |  |  |  | WHITE | 34X80 RIGHT HAND INSWING COMBO DOOR WITH 10X10 FIXED LIGHT AND WHITE STORM DOOR, 4" JAMB. DOOR COMES WITH STAINLESS STEEL ENTRY LOCK (641101) AND CHAIN (641996) (PER BID REQUIREMENTS). STORM DOOR KIT PART NUMBER FOR SEPARATE PURCHASE IS 69355301. | Y
SMB2017--08-33 | Combo Door-In cased storm. 4" Jamb, 34W x 80H | 277.56 | Blevins Inc. | Elixir Industries | 24-610-1381 | 211030 | 1 | 810.48 |  |  |  |  | 34X80 LH WHITE/DARK MILL STD STORM | Y
SMB2017--08-33 | Combo Door-In cased storm. 4" Jamb, 34W x 80H | 277.56 | Blevins Inc. | Elixir Industries | 24-610-1394 | 211090 | 1 | 810.48 |  |  |  |  | 34X80 RH WHITE/DARK MILL STD STORM | Y
SMB2017--08-34 | Combo Door-In cased storm. 4" Jamb, 36W x 76H | 255.5 | Style Crest Inc. | KINRO | 69K73676L1WC0 | 69K73676L1WC0 | 1 |  |  |  |  | WHITE | 36X76 LEFT HAND INSWING COMBO DOOR WITH 10X10 FIXED LIGHT AND WHITE STORM DOOR, 4" JAMB, DOOR COMES WITH STAINLESS STEEL ENTRY LOCK (641101) AND CHAIN (641996) (PER BID REQUIREMENTS). STORM DOOR KIT PART NUMBER FOR SEPARATE PURCHASE IS 69355301. | Y
SMB2017--08-34 | Combo Door-In cased storm. 4" Jamb, 36W x 76H | 255.5 | Style Crest Inc. | KINRO | 69K73676R1WC0 | 69K73676R1WC0 | 1 |  |  |  |  | WHITE | 36X76 RIGHT HAND INSWING COMBO DOOR WITH 10X10 FIXED LIGHT AND WHITE STORM DOOR, 4" JAMB. DOOR COMES WITH STAINLESS STEEL ENTRY LOCK (641101) AND CHAIN (641996) (PER BID REQUIREMENTS). STORM DOOR KIT PART NUMBER FOR SEPARATE PURCHASE IS 69355301. | Y
SMB2017--08-34 | Combo Door-In cased storm. 4" Jamb, 36W x 76H | 317.9 | Blevins Inc. | Elixir Industries | 24-610-0814 | 210882 | 1 | 928.28 |  |  |  |  | 36X76 LH WHITE/WHITE WHITE STD STORM | Y
SMB2017--08-34 | Combo Door-In cased storm. 4" Jamb, 36W x 76H | 317.9 | Blevins Inc. | Elixir Industries | 24-620-0146 | 210883 | 1 | 928.28 |  |  |  |  | 36X76 RH WHITE/WHITE WHITE STD STORM | Y
SMB2017--08-35 | Combo Door-In cased storm. 4" Jamb, 36W x 80H | 259.08 | Style Crest Inc. | KINRO | 69K73680L1WC0 | 69K73680L1WC0 | 1 |  |  |  |  | WHITE | 36X80 LEFT HAND INSWING COMBO DOOR WITH 10X10 FIXED LIGHT AND WHITE STORM DOOR, 4" JAMB. DOOR COMES WITH STAINLESS STEEL ENTRY LOCK (641101) AND CHAIN (641996) (PER BID REQUIREMENTS). STORM DOOR KIT PART NUMBER FOR SEPARATE PURCHASE IS 69355301. | Y
SMB2017--08-35 | Combo Door-In cased storm. 4" Jamb, 36W x 80H | 259.08 | Style Crest Inc. | KINRO | 69K73680R1WC0 | 69K73680R1WC0 | 1 |  |  |  |  | WHITE | 36X80 RIGHT HAND INSWING COMBO DOOR WITH 10X10 FIXED LIGHT AND WHITE STORM DOOR, 4" JAMB. DOOR COMES WITH STAINLESS STEEL ENTRY LOCK (641101) AND CHAIN (641996) (PER BID REQUIREMENTS). STORM DOOR KIT PART NUMBER FOR SEPARATE PURCHASE IS 69355301. | Y
SMB2017--08-35 | Combo Door-In cased storm. 4" Jamb, 36W x 80H | 308 | Blevins Inc. | Elixir Industries | 24-610-1401 | 211116 | 1 | 899.36 |  |  |  |  | 36X80 LH WHITE/DARK MILL STD STORM | Y
SMB2017--08-35 | Combo Door-In cased storm. 4" Jamb, 36W x 80H | 308 | Blevins Inc. | Elixir Industries | 24-610-1402 | 211117 | 1 | 899.36 |  |  |  |  | 36X80 RH WHITE/DARK MILL STD STORM | Y
SMB2017--08-35 | Combo Door-In cased storm. 4" Jamb, 36W x 80H | 308.19 | Blevins Inc. | Elixir Industries | 24-610-0998 | 211311 | 1 | 928.28 |  |  |  |  | 36X80 LH WHITE/WHITE WHITE STD STORM | Y
SMB2017--08-35 | Combo Door-In cased storm. 4" Jamb, 36W x 80H | 308.19 | Blevins Inc. | Elixir Industries | 24-610-0997 | 211310 | 1 | 928.28 |  |  |  |  | 36X80 RH WHITE/WHITE WHITE STD STORM | Y
SMB2017--08-38 | Combo Door-In cased storm. 6" Jamb, 32W x 76H | 304.55 | Blevins Inc. | Elixir Industries | 24-610-1403 | 211118 | 1 | 889.28 |  |  |  |  | 32X76 LH WHITE/DARK MILL STD STORM | Y
SMB2017--08-38 | Combo Door-In cased storm. 6" Jamb, 32W x 76H | 304.55 | Blevins Inc. | Elixir Industries | 24-610-1404 | 211119 | 1 | 889.28 |  |  |  |  | 32X76 RH WHITE/DARK MILL STD STORM | Y
SMB2017--08-38 | Combo Door-In cased storm. 6" Jamb, 32W x 76H | 304.65 | Blevins Inc. | Elixir Industries | 24-610-0999 | 212266 | 1 | 917.6 |  |  |  |  | 32X76 RH WHITE/WHITE WHITE STD STORM | Y
SMB2017--08-40 | 6 Panel Outswing Door, 32W x 72H | 129.26 | Style Crest Inc. | KINRO | 69K63272L0NN0 | 69K63272L0NN0 | 1 | [5 empty] | 32X72 LEFT HAND 6 PANEL OUTSWING DOOR. DOOR COMES WITH STAINLESS STEEL ENTRY LOCK (641101) AND DOOR CHAIN (641996). | Y
SMB2017--08-40 | 6 Panel Outswing Door, 32W x 72H | 129.26 | Style Crest Inc. | KINRO | 69K63272R0NN0 | 69K63272R0NN0 | 1 | [5 empty] | 32X72 RIGHT HAND OUTSWING 6 PANEL DOOR. DOOR COMES WITH STAINLESS STEEL ENTRY LOCK (641101) AND DOOR CHAIN (641996). | Y
SMB2017--08-40 | 6 Panel Outswing Door, 32W x 72H | 168.11 | Style Crest Inc. | KINRO | 69K63272L4NN0 | 69K63272L4NN0 | 1 | [5 empty] | 32X72 LEFT HAND OUTSWING 6 PANEL DOOR WITH COTTAGE WINDOW. DOOR COMES WITH STAINLESS STEEL ENTRY LOCK (641101) AND DOOR CHAIN (641996). | Y
SMB2017--08-40 | 6 Panel Outswing Door, 32W x 72H | 168.11 | Style Crest Inc. | KINRO | 69K63272R4NN0 | 69K63272R4NN0 | 1 | [5 empty] | 32X72 RIGHT HAND OUTSWING 6 PANEL DOOR WITH COTTAGE WINDOW. DOOR COMES WITH STAINLESS STEEL ENTRY LOCK (641101) AND DOOR CHAIN (641996). | Y
SMB2017--08-40 | 6 Panel Outswing Door, 32W x 72H | 179.84 | Blevins Inc. | Elixir Industries | 24-300-0099 | 211126 | 1 | 489.16 |  |  |  |  | 32X72 LH WHITE/WHITE | Y
SMB2017--08-41 | 6 Panel Outswing Door, 32W x 76H | 129.26 | Style Crest Inc. | KINRO | 69K63276L0NN0 | 69K63276L0NN0 | 1 | [5 empty] | 32X76 LEFT HAND OUTSWING 6 PANEL DOOR. DOOR COMES WITH STAINLESS STEEL ENTRY LOCK (641101) AND DOOR CHAIN (641996). | Y
SMB2017--08-41 | 6 Panel Outswing Door, 32W x 76H | 129.26 | Style Crest Inc. | KINRO | 69K63276R0NN0 | 69K63276R0NN0 | 1 | [5 empty] | 32X76 RIGHT HAND OUTSWING 6 PANEL DOOR. DOOR COMES WITH STAINLESS STEEL ENTRY LOCK (641101) AND DOOR CHAIN (641996). | Y
SMB2017--08-41 | 6 Panel Outswing Door, 32W x 76H | 168.11 | Style Crest Inc. | KINRO | 69K63276L4NN0 | 69K63276L4NN0 | 1 | [5 empty] | 32X76 LEFT HAND OUTSWING 6 PANEL DOOR WITH COTTAGE WINDOW. DOOR COMES WITH STAINLESS STEEL ENTRY LOCK (641101) AND DOOR CHAIN (641996). | Y
SMB2017--08-41 | 6 Panel Outswing Door, 32W x 76H | 168.11 | Style Crest Inc. | KINRO | 69K63276R4NN0 | 69K63276R4NN0 | 1 | [5 empty] | 32X76 RIGHT HAND OUTSWING 6 PANEL DOOR WITH COTTAGE WINDOW. DOOR COMES WITH STAINLESS STEEL ENTRY LOCK (641101) AND DOOR CHAIN (641996). | Y
SMB2017--08-41 | 6 Panel Outswing Door, 32W x 76H | 179.84 | Blevins Inc. | Elixir Industries | 24-300-0098 | 211127 | 1 | 489.16 |  |  |  |  | 32X76 RH WHITE/WHITE | Y
SMB2017--08-41 | 6 Panel Outswing Door, 32W x 76H | 179.84 | Blevins Inc. | Elixir Industries | 24-300-0192 | 211128 | 1 | 489.16 |  |  |  |  | 32X76 LH WHITE/WHITE | Y
SMB2017--08-42 | 6 Panel Outswing Door, 34W x 76H | 129.26 | Style Crest Inc. | KINRO | 69K63476L0NN0 | 69K63476L0NN0 | 1 | [5 empty] | 34X76 LEFT HAND OUTSWING 6 PANEL DOOR. DOOR COMES WITH STAINLESS STEEL ENTRY LOCK (641101) AND DOOR CHAIN (641996). | Y
SMB2017--08-42 | 6 Panel Outswing Door, 34W x 76H | 129.26 | Style Crest Inc. | KINRO | 69K63476R0NN0 | 69K63476R0NN0 | 1 | [5 empty] | 34X76 RIGHT HAND OUTSWING 6 PANEL DOOR. DOOR COMES WITH STAINLESS STEEL ENTRY LOCK (641101) AND DOOR CHAIN (641996). | Y
SMB2017--08-42 | 6 Panel Outswing Door, 34W x 76H | 168.11 | Style Crest Inc. | KINRO | 69K63476L4NN0 | 69K63476L4NN0 | 1 | [5 empty] | 34X76 LEFT HAND OUTSWING 6 PANEL DOOR WITH COTTAGE WINDOW. DOOR COMES WITH STAINLESS STEEL ENTRY LOCK (641101) AND DOOR CHAIN (641996). | Y
SMB2017--08-42 | 6 Panel Outswing Door, 34W x 76H | 168.11 | Style Crest Inc. | KINRO | 69K63476R4NN0 | 69K63476R4NN0 | 1 | [5 empty] | 34X76 RIGHT HAND OUTSWING 6 PANEL DOOR WITH COTTAGE WINDOW. DOOR COMES WITH STAINLESS STEEL ENTRY LOCK (641101) AND DOOR CHAIN (641996). | Y
SMB2017--08-42 | 6 Panel Outswing Door, 34W x 76H | 186.29 | Blevins Inc. | Elixir Industries | 24-300-0094 | 211129 | 1 | 506.72 |  |  |  |  | 34X76 RH WHITE/WHITE | Y
SMB2017--08-42 | 6 Panel Outswing Door, 34W x 76H | 186.29 | Blevins Inc. | Elixir Industries | 24-300-0100 | 211130 | 1 | 506.72 |  |  |  |  | 34X76 LH WHITE/WHITE | Y
SMB2017--08-43 | Windows Single Hung w/ half screen 14 1/4" x 27 1/16" | 50.81 | Blevins Inc. | KINRO | 1427LAS | 462950 | 1 | 162.6 |  |  |  |  | VINYL LOW E ARGON GAS SUPERSAVER U-FACTOR .30 | Y
SMB2017--08-43 | Windows Single Hung w/ half screen 14 1/4" x 27 1/16" | 53.76 | Blevins Inc. | KINRO | 1427LE | 462749 | 1 | 172.04 |  |  |  |  | VINYL LOW E U-FACTOR .35 | Y
SMB2017--08-43 | Windows Single Hung w/ half screen 14 1/4" x 27 1/16" | 81.87 | White's Lumber, Inc. | MI WINDOWS | 1255 | 1255 | [7 empty] | N
SMB2017--08-43 | Windows Single Hung w/ half screen 14 1/4" x 27 1/16" | 116.95 | PVC INDUSTRIES | PVC INDUSTRIES | EARTHWISE | PLSH | 1 | [5 empty] | COLORS AVAILABLE UPON REQUEST. VINYL, WITH NAIL FINN AND J CHANNELL | y
SMB2017--08-44 | Windows Single hung w/ half screen 30 1/4" x 27 1/16" | 76.39 | Blevins Inc. | KINRO | 3027LE | 462862 | 1 | 244.44 |  |  |  |  | VINYL LOW E U-FACTOR .35 | Y
SMB2017--08-44 | Windows Single hung w/ half screen 30 1/4" x 27 1/16" | 85.01 | Blevins Inc. | KINRO | 3027LAS | 462953 | 1 | 272.04 |  |  |  |  | VINYL LOW E ARGON GAS SUPERSAVER U-FACTOR .30 | Y
SMB2017--08-44 | Windows Single hung w/ half screen 30 1/4" x 27 1/16" | 88.36 | White's Lumber, Inc. | MI WINDOWS | 1255 | 1255 | [7 empty] | N
SMB2017--08-44 | Windows Single hung w/ half screen 30 1/4" x 27 1/16" | 116.95 | PVC INDUSTRIES | PVC INDUSTRIES | EARTHWISE | PLSH | 1 | [5 empty] | COLORS AVAILABLE UPON REQUEST. VINYL, WITH NAIL FINN AND J CHANNELL | y
SMB2017--08-45 | Windows Single hung w/ half screen 30 1/4" x 30" | 98.75 | White's Lumber, Inc. | MI WINDOWS | 1255 | 1255 | [7 empty] | N
SMB2017--08-45 | Windows Single hung w/ half screen 30 1/4" x 30" | 116.95 | PVC INDUSTRIES | PVC INDUSTRIES | EARTHWISE | PLSH | 1 | [5 empty] | COLORS AVAILABLE UPON REQUEST. VINYL, WITH NAIL FINN AND J CHANNELL | y
SMB2017--08-46 | Windows Single hung w/ half screen 30 1/4" x 35 3/4" | 82.99 | Blevins Inc. | KINRO | 3035LE | 462901 | 1 | 265.56 |  |  |  |  | VINYL LOW E U-FACTOR .35 | Y
SMB2017--08-46 | Windows Single hung w/ half screen 30 1/4" x 35 3/4" | 98.75 | White's Lumber, Inc. | MI WINDOWS | 1255 | 1255 | [7 empty] | N
SMB2017--08-46 | Windows Single hung w/ half screen 30 1/4" x 35 3/4" | 105.83 | Blevins Inc. | KINRO | 3035LAS | 462954 | 1 | 338.64 |  |  |  |  | VINYL LOW E ARGON GAS SUPERSAVER U-FACTOR .30 | Y
SMB2017--08-46 | Windows Single hung w/ half screen 30 1/4" x 35 3/4" | 116.95 | PVC INDUSTRIES | PVC INDUSTRIES | EARTHWISE | PLSH | 1 | [5 empty] | COLORS AVAILABLE UPON REQUEST. VINYL, WITH NAIL FINN AND J CHANNELL | y
SMB2017--08-47 | Windows Single hung w/ half screen 30 1/4" x 39 5/8" | 92.5 | Blevins Inc. | KINRO | 3039LE | 462864 | 1 | 296 |  |  |  |  | VINYL LOW E U-FACTOR .35 | Y
SMB2017--08-47 | Windows Single hung w/ half screen 30 1/4" x 39 5/8" | 109.15 | White's Lumber, Inc. | MI WINDOWS | 1255 | 1255 | [7 empty] | N
SMB2017--08-47 | Windows Single hung w/ half screen 30 1/4" x 39 5/8" | 112.66 | Blevins Inc. | KINRO | 3039LAS | 462955 | 1 | 360.52 |  |  |  |  | VINYL LOW E ARGON GAS SUPERSAVER U-FACTOR .30 | Y
SMB2017--08-47 | Windows Single hung w/ half screen 30 1/4" x 39 5/8" | 116.95 | PVC INDUSTRIES | PVC INDUSTRIES | EARTHWISE | PLSH | 1 | [5 empty] | COLORS AVAILABLE UPON REQUEST. VINYL, WITH NAIL FINN AND J CHANNELL | y
SMB2017--08-48 | Windows Single hung w/ half screen 30 1/4" x 53 5/16" | 102.31 | Blevins Inc. | KINRO | 3053LE | 462883 | 1 | 327.4 |  |  |  |  | VINYL LOW E U-FACTOR .35 | Y
SMB2017--08-48 | Windows Single hung w/ half screen 30 1/4" x 53 5/16" | 113.98 | Blevins Inc. | KINRO | 3053LAS | 462956 | 1 | 364.72 |  |  |  |  | VINYL LOW E ARGON GAS SUPERSAVER U-FACTOR .30 | Y
SMB2017--08-48 | Windows Single hung w/ half screen 30 1/4" x 53 5/16" | 116.95 | PVC INDUSTRIES | PVC INDUSTRIES | EARTHWISE | PLSG | 1 | [6 empty] | y
SMB2017--08-48 | Windows Single hung w/ half screen 30 1/4" x 53 5/16" | 118.25 | White's Lumber, Inc. | MI WINDOWS | 1255 | 1255 | [7 empty] | N
SMB2017--08-49 | Windows Single hung w/ half screen - Other sizes | 116.95 | PVC INDUSTRIES | PVC INDUSTRIES | EARTHWISE | PLSH | 1 | [6 empty] | y
SMB2017--08-50 | Windows Double hung w/ half screen 14 1/4" x 27 1/16" | 85.36 | Blevins Inc. | KINRO | 1427DHLE | 462749DH | 1 | 239 |  |  |  |  | VINYL LOW E U-FACTOR .35 | Y
SMB2017--08-50 | Windows Double hung w/ half screen 14 1/4" x 27 1/16" | 94.94 | Blevins Inc. | KINRO | 1427DHLAS | 462950DH | 1 | 225.84 |  |  |  |  | VINYL LOW E ARGON GAS SUPERSAVER U-FACTOR .30 | Y
SMB2017--08-50 | Windows Double hung w/ half screen 14 1/4" x 27 1/16" | 109.15 | White's Lumber, Inc. | MI WINDOWS | 1555 | 1555 | [7 empty] | N
SMB2017--08-50 | Windows Double hung w/ half screen 14 1/4" x 27 1/16" | 123.95 | PVC INDUSTRIES | PVC INDUSTRIES | EARTHWISE | PL2DH | 1 | [6 empty] | y
SMB2017--08-51 | Windows Double hung w/ half screen 30 1/4" x 27 1/16" | 107.66 | Blevins Inc. | KINRO | 3027DHLE | 462862DH | 1 | 301.44 |  |  |  |  | VINYL LOW E U-FACTOR .35 | Y
SMB2017--08-51 | Windows Double hung w/ half screen 30 1/4" x 27 1/16" | 119.54 | White's Lumber, Inc. | MI WINDOWS | 1555 | 1555 | [7 empty] | N
SMB2017--08-51 | Windows Double hung w/ half screen 30 1/4" x 27 1/16" | 123.95 | PVC INDUSTRIES | PVC INDUSTRIES | EARTHWISE | PL2DH | 1 | [6 empty] | y
SMB2017--08-51 | Windows Double hung w/ half screen 30 1/4" x 27 1/16" | 134.96 | Blevins Inc. | KINRO | 3027DHLAS | 462953DH | 1 | 377.88 |  |  |  |  | VINYL LOW E ARGON GAS SUPERSAVER U-FACTOR .30 | Y
SMB2017--08-52 | Windows Double hung w/ half screen 30 1/4" x 30" | 123.95 | PVC INDUSTRIES | PVC INDUSTRIES | EARTHWISE | PL2DH | 1 | [6 empty] | y
SMB2017--08-52 | Windows Double hung w/ half screen 30 1/4" x 30" | 129.44 | White's Lumber, Inc. | MI WINDOWS | 1555 | 1555 | [7 empty] | N
SMB2017--08-52 | Windows Double hung w/ half screen 30 1/4" x 30" | 155.86 | Blevins Inc. | KINRO | 3030DHLE | 3030LEDH | 1 | 395.48 |  |  |  |  | VINYL LOW E U-FACTOR .35 | Y
SMB2017--08-52 | Windows Double hung w/ half screen 30 1/4" x 30" | 170.14 | Blevins Inc. | KINRO | 3030DHLAS | 3030LASDH | 1 | 453.44 |  |  |  |  | VINYL LOW E ARGON GAS SUPERSAVER U-FACTOR .30 | Y
SMB2017--08-53 | Windows Double hung w/ half screen 30 1/4" x 35 3/4" | 123.95 | PVC INDUSTRIES | PVC INDUSTRIES | EARTHWISE | PL2DH | 1 | [6 empty] | y
SMB2017--08-53 | Windows Double hung w/ half screen 30 1/4" x 35 3/4" | 125.47 | Blevins Inc. | KINRO | 3035DHLE | 462901DH | 1 | 368.88 |  |  |  |  | VINYL LOW E U-FACTOR .35 | Y
SMB2017--08-53 | Windows Double hung w/ half screen 30 1/4" x 35 3/4" | 129.44 | White's Lumber, Inc. | MI WINDOWS | 1555 | 1555 | [7 empty] | N
SMB2017--08-53 | Windows Double hung w/ half screen 30 1/4" x 35 3/4" | 167.99 | Blevins Inc. | KINRO | 3035DHLAS | 462954DH | 1 | 470.36 |  |  |  |  | VINYL LOW E ARGON GAS SUPERSAVER U-FACTOR .30 | Y
SMB2017--08-54 | Windows Double hung w/ half screen 30 1/4" x 39 5/8" | 123.95 | PVC INDUSTRIES | PVC INDUSTRIES | EARTHWISE | PL2DH | 1 | [6 empty] | y
SMB2017--08-54 | Windows Double hung w/ half screen 30 1/4" x 39 5/8" | 136.37 | Blevins Inc. | KINRO | 3039DHLE | 462864DH | 1 | 381.84 |  |  |  |  | VINYL LOW E U-FACTOR .35 | Y
SMB2017--08-54 | Windows Double hung w/ half screen 30 1/4" x 39 5/8" | 142.94 | White's Lumber, Inc. | MI WINDOWS | 1555 | 1555 | [7 empty] | N
SMB2017--08-54 | Windows Double hung w/ half screen 30 1/4" x 39 5/8" | 178.84 | Blevins Inc. | KINRO | 3039DHLAS | 462955DH | 1 | 500.76 |  |  |  |  | VINYL LOW E ARGON GAS SUPERSAVER U-FACTOR .30 | Y
SMB2017--08-55 | Windows Double hung w/ half screen 30 1/4" x 53 1/16" | 123.95 | PVC INDUSTRIES | PVC INDUSTRIES | EARTHWISE | PL2DH | 1 | [6 empty] | y
SMB2017--08-55 | Windows Double hung w/ half screen 30 1/4" x 53 1/16" | 152.03 | White's Lumber, Inc. | MI WINDOWS | 1555 | 1555 | [7 empty] | N
SMB2017--08-55 | Windows Double hung w/ half screen 30 1/4" x 53 1/16" | 162.41 | Blevins Inc. | KINRO | 3053DHLE | 462883DH | 1 | 454.76 |  |  |  |  | VINYL LOW E U-FACTOR .35 | Y
SMB2017--08-55 | Windows Double hung w/ half screen 30 1/4" x 53 1/16" | 195.21 | Blevins Inc. | KINRO | 3053DHLAS | 462956DH | 1 | 506.6 |  |  |  |  | VINYL LOW E ARGON GAS SUPERSAVER U-FACTOR .30 | Y
SMB2017--08-56 | Windows Double hung w/ half screen - other sizes | 123.95 | PVC INDUSTRIES | PVC INDUSTRIES | EARTHWISE | PL2DH | 1 | [6 empty] | y

## ASHRAE
Item Number | Item Name | Total Price | Supplier Name | Manufacturer Name | Model Number | Product # for Ordering | Min Qty | Retail Price | SONES | CFM | Vendor Notes | Southern Tier
SMB2017--09-01 | Spot ventilation fans- Bath without light | 52 | Whole Energy and Hardware Inc. | PANASONIC | FV07VBA1withFV07VBB1 | FV07BA1-BB1 | 4 | 123.9 | 0.4 | 70-90 | Builder pack of 4, 70 cfm with 20 cfm boost , 4 in round duct | Y
SMB2017--09-01 | Spot ventilation fans- Bath without light | 62.2 | EFI | PANASONIC | FV0510VS1 | 5505.1642 | 1 | 85 | <.3-1.3 | 50,80,100 | DC Motor, Sones <.3-.9 @.1 w.g., 3 3/8" depth housing, 4" oval duct | Y
SMB2017--09-01 | Spot ventilation fans- Bath without light | 66.5 | Whole Energy and Hardware Inc. | PANASONIC | FV08VS3 | FV08VS3 | 1 |  |  | 50 |  | Y
SMB2017--09-01 | Spot ventilation fans- Bath without light | 69.5 | Whole Energy and Hardware Inc. | PANASONIC | FV08VS3 | FV08VS3 | 1 | 201.9 | 0.8 | 80 |  | Y
SMB2017--09-01 | Spot ventilation fans- Bath without light | 73.14 | Positive Energy | PANASONIC | FV0510VS1 | FV-05-10VS1 | 1 | 73.14 | 6 | 50-100 |  | Y
SMB2017--09-01 | Spot ventilation fans- Bath without light | 74.5 | Whole Energy and Hardware Inc. | PANASONIC | FV08VS3 | FV08VS3 | 1 |  |  | 100 |  | Y
SMB2017--09-01 | Spot ventilation fans- Bath without light | 89.63 | EFI | PANASONIC | FV0811VF5 | 5505.6722 | 1 | 105 | 0.8 | 80-110 | 80 or 110 cfm settings, 5 5/8" depth housing | Y
SMB2017--09-01 | Spot ventilation fans- Bath without light | 91.32 | Whole Energy and Hardware Inc. | PANASONIC | FV0811VF5 | FV0811VF5 | 1 | 432.9 | .3 or .8 | 80/110 | 6" depth fan select a speed | Y
SMB2017--09-01 | Spot ventilation fans- Bath without light | 92.07 | EFI | DELTA | SIG 80 | 5508.11 | 1 | 102 | <0.3 | 80 |  | Y
SMB2017--09-01 | Spot ventilation fans- Bath without light | 98.79 | Positive Energy | PANASONIC | FV0811VF5 | FV0811VF5 | 1 | 108.67 | <0.3 | 80-110 |  | Y
SMB2017--09-01 | Spot ventilation fans- Bath without light | 98.9 | Positive Energy | Airking | E80S | E80S | 1 | 104 | <0.3 | 80 |  | Y
SMB2017--09-01 | Spot ventilation fans- Bath without light | 104.49 | Positive Energy | PANASONIC | FV05VQ5 | FV05VQ5 | 1 | 114.84 | <0.3 | 50 |  | Y
SMB2017--09-01 | Spot ventilation fans- Bath without light | 105 | Whole Energy and Hardware Inc. | PANASONIC | FV08VQ5 | FV08VQ5 | 1 | 398 | 0.3 | 80 | also avail in 60,80,110,150, 190, 290, and 390 | Y
SMB2017--09-01 | Spot ventilation fans- Bath without light | 110.33 | Positive Energy | PANASONIC | FV08VQ5 | FV08VQ5 | 1 | 115.86 | <0.3 | 80 |  | Y
SMB2017--09-01 | Spot ventilation fans- Bath without light | 125.75 | EFI | PANASONIC | FV0511VK1 | 5505.402 | 1 | 145 | <.3-.4 | 50/80/110 | DC Motor, 50,80, and 110 cfm settings | Y
SMB2017--09-01 | Spot ventilation fans- Bath without light | 128.85 | Lowe's Home Centers, LLC | PANASONIC | FV15VQ5 | 551188 | 1 | 143.16 | 0.3 | 150 | WHITE | Y
SMB2017--09-01 | Spot ventilation fans- Bath without light | 132.55 | Positive Energy | PANASONIC | FV0511VK1 | FV0511VK1 | 1 | 145.8 | <0.3 | 50-110 |  | Y
SMB2017--09-01 | Spot ventilation fans- Bath without light | 136.75 | Positive Energy | BROAN | XB50 | XB50 | 1 | 145 | <0.3 | 50 |  | Y
SMB2017--09-01 | Spot ventilation fans- Bath without light | 146.24 | Positive Energy | PANASONIC | FV15VQ5 | FV15VQ5 | 1 | 160.86 | 0.5 | 150 |  | Y
SMB2017--09-01 | Spot ventilation fans- Bath without light | 162.49 | Positive Energy | PANASONIC | FV1115VK1 | FV-11-15VK1 | 1 | 178.74 | <0.3 | 110-150 |  | Y
SMB2017--09-02 | Spot ventilation- Bath with light | 95 | Country Line Electric | BROAN | AE80L | BRNAE80L | 1 | 112 | 0.8 | 80 |  | Y
SMB2017--09-02 | Spot ventilation- Bath with light | 99.09 | Whole Energy and Hardware Inc. | PANASONIC | FV08VSL3 | FV08VSL3 | 1 | 387.09 | 0.8 | 80 |  | Y
SMB2017--09-02 | Spot ventilation- Bath with light | 100 | EFI | PANASONIC | FV08VSL3 | 5505.1631 | 1 | 115 | 1.3 | 80 | 3 3/8" depth housing, 4" oval duct | Y
SMB2017--09-02 | Spot ventilation- Bath with light | 105 | Whole Energy and Hardware Inc. | PANASONIC | FV08VSL3 | FV08VSL3 | 1 |  |  | 100 |  | Y
SMB2017--09-02 | Spot ventilation- Bath with light | 108.62 | Positive Energy | PANASONIC | FV08VSL3 | FV08VSL3 | 1 | 119.48 | <0.3 | 80 |  | Y
SMB2017--09-02 | Spot ventilation- Bath with light | 133 | Whole Energy and Hardware Inc. | PANASONIC | FV0811VFL5 | FV0811VFL5 | 1 | 490.09 | .4 OR 1.0 | 80 or 110 | 6" depth fan select a speed | Y
SMB2017--09-02 | Spot ventilation- Bath with light | 133.07 | EFI | PANASONIC | FV0811VFL5 | 5505.6724 | 1 | 150 | .5-.8 | 80-110 | 5 5/8" depth housing, 80 or 110 cfm setting | Y
SMB2017--09-02 | Spot ventilation- Bath with light | 133.25 | EFI | DELTA | SIG 80 LIGHT | 5508.311 | 1 | 145 | .6-1.0 | 80 |  | Y
SMB2017--09-02 | Spot ventilation- Bath with light | 139.39 | Positive Energy | PANASONIC | FV0811VFL5 | FV0811VFL5 | 1 | 147.29 | 0.7 | 80-110 |  | Y
SMB2017--09-02 | Spot ventilation- Bath with light | 148.5 | Whole Energy and Hardware Inc. | PANASONIC | FV08VQL6 | FV08VQL6 | 1 | 567.09 | 0.3 | 80 | Also avail in 110 and 150 cfm | Y
SMB2017--09-02 | Spot ventilation- Bath with light | 157.79 | Positive Energy | PANASONIC | FV08VQL6 | FV08VQL6 | 1 | 173.57 | <0.3 | 80 |  | Y
SMB2017--09-02 | Spot ventilation- Bath with light | 170.11 | Lowe's Home Centers, LLC | PANASONIC | FV11VQL6 | 551213 | 1 | 189.01 | 0.5 | 110 | WHITE | Y
SMB2017--09-02 | Spot ventilation- Bath with light | 187.9 | Whole Energy and Hardware Inc. | PANASONIC | FV0511VKL1 | FV05-11VKL1 | 1 | 765.09 | 0.3 | 60-80-110 | Select a top speed, LED light, add speed and time for 14.00 and add motion for 17.00 | Y
SMB2017--09-02 | Spot ventilation- Bath with light | 189.75 | Positive Energy | BROAN | XB50L | XB50L | 1 | 208 | <0.3 | 50 |  | Y
SMB2017--09-02 | Spot ventilation- Bath with light | 192 | EFI | PANASONIC | FV0511VKL1 | 5505.405 | 1 | 215 | <.3 - .4 | 50,80,100 | DC Motor, 50,80,110 cfm settings, LED light | Y
SMB2017--09-02 | Spot ventilation- Bath with light | 194.55 | Positive Energy | PANASONIC | FV0511VKL1 | FV0511VKL1 | 1 | 214 | <0.3 | 50-110 |  | Y
SMB2017--09-03 | Spot ventilation fans - Kitchen/range hoods- 30", 36", 42" | 205 | Country Line Electric | BROAN | QSE130WW | BRNQSE130WW | 1 | 275.47 | 5.5 | 210 |  | Y
SMB2017--09-03 | Spot ventilation fans - Kitchen/range hoods- 30", 36", 42" | 221 | Whole Energy and Hardware Inc. | BROAN | QSE130WW | QSE130WW | 1 | 432.09 | 1.5 | MULTIPLE SETTINGS | Energy star range hood, also avail in black | Y
SMB2017--09-03 | Spot ventilation fans - Kitchen/range hoods- 30", 36", 42" | 249.52 | Positive Energy | Airking | ECQ303 | ECQ303 | 1 | 274.47 | <0.3 | 30-150 |  | Y
SMB2017--09-03 | Spot ventilation fans - Kitchen/range hoods- 30", 36", 42" | 363.88 | Positive Energy | Airking | ECV308 | ECV308 | 1 | 363.88 | 1 | 30-150 |  | Y
SMB2017--09-04 | Whole house ventilation - Ceiling mounted | 52 | Whole Energy and Hardware Inc. | PANASONIC | FV07VBA1withFV07VBB1 | FV07BA1-BB1 | 4 | 432.89 | 0.4 | 70-90 | builder pack of 4, 70 cfm with 20 cfm boost | Y
SMB2017--09-04 | Whole house ventilation - Ceiling mounted | 62.2 | EFI | PANASONIC | FV0510VS2 | 5505.1642 | 1 | 85 | <.3-.9 @ .1 w.g | 50,80,100 | DC Motor, Sones <.3-.9 @.1 w.g. 4" oval duct | Y
SMB2017--09-04 | Whole house ventilation - Ceiling mounted | 89.63 | EFI | PANASONIC | FV0811VF5 | 5505.6722 | 1 | 115 | .5-.8 | 80-110 | 80 or 110 cfm setting 5 5/8" depth housing | Y
SMB2017--09-04 | Whole house ventilation - Ceiling mounted | 90.2 | Whole Energy and Hardware Inc. | PANASONIC | FV0811VF5 | FV0811VF5 | 1 | 432.09 | .3 or .8 | 80 or 110 | select speed, 6" depth | Y
SMB2017--09-04 | Whole house ventilation - Ceiling mounted | 98.79 | Positive Energy | PANASONIC | FV0811VF5 | FV0811VF5 | 1 | 108.67 | 0.3 | 80-110 |  | Y
SMB2017--09-04 | Whole house ventilation - Ceiling mounted | 105 | Whole Energy and Hardware Inc. | PANASONIC | FV08VQ5 | FV08VQ5 | 1 | 342.67 | 0.3 | 80 | also avail in a 50, 110, 150, 190, 290, and 390 | Y
SMB2017--09-04 | Whole house ventilation - Ceiling mounted | 110.33 | Positive Energy | PANASONIC | FV08VQ5 | FV08VQ5 | 1 | 121.36 | <0.3 | 80 |  | Y
SMB2017--09-04 | Whole house ventilation - Ceiling mounted | 140.39 | EFI | PANASONIC | FV0511VKS1 | 5505.401 | 1 | 150 | <.3-.4 | 50/80/110 | Continuous run module included, DC Motor, 50/80/110 cfm settings | Y
SMB2017--09-04 | Whole house ventilation - Ceiling mounted | 146.24 | Positive Energy | PANASONIC | FV0511VKS1 | FV0511VKS1 | 1 | 160.86 | <0.3 | 50-110 |  | Y
SMB2017--09-04 | Whole house ventilation - Ceiling mounted | 148 | Whole Energy and Hardware Inc. | PANASONIC | FV0511VKS1 | FV05-11VKS1 | 1 | 567.09 | 0.3 | 50-80-110 | Select a speed, this fan has speed controller, timer included, add motion for 17.00. | Y
SMB2017--09-04 | Whole house ventilation - Ceiling mounted | 172.85 | Blevins Inc. | PANASONIC | FV0511VKS1 | 421255 | 1 | 553.12 | 0.3 | 50-110 |  | Y
SMB2017--09-04 | Whole house ventilation - Ceiling mounted | 254.5 | Blevins Inc. | PANASONIC | FV0511VKSL1 | 421254 | 1 | 814.4 | 0.3 | 50-110 | WITH LIGHT | Y
SMB2017--09-05 | Whole house ventilation- Wall mounted | 62.2 | EFI | PANASONIC | FV0510VS3 | 5505.1642 | 1 | 85 | <.3-.9 @ .1 w.g. | 50,80,100 | DC Motor, Sones <.3-.9 @.1 w.g. 4" oval duct | Y
SMB2017--09-05 | Whole house ventilation- Wall mounted | 69 | Whole Energy and Hardware Inc. | PANASONIC | FV08VS3 | FV08VS3 | 1 | 321.9 | 0.8 | 80 | also avail in 60 and 100 cfm. 4 inch depth can be used for wall or ceiling | Y
SMB2017--09-05 | Whole house ventilation- Wall mounted | 76.96 | Positive Energy | BROAN | LP80 | LP80 | 1 | 84.66 | <0.3 | 80 |  | Y
SMB2017--09-05 | Whole house ventilation- Wall mounted | 164.89 | Whole Energy and Hardware Inc. | PANASONIC | FV08WQ1 | FV08WQ1 | 1 | 321 | 1 | 70 | wall fan with cap | Y
SMB2017--09-06 | MH Spot Ventilation Fans - without light | 62.2 | EFI | PANASONIC | FV0510VS4 | 5505.1642 | 1 | 85 | <.3-1.3 | 50,80,100 | 3 3/8" depth housing, 4" oval duct | Y
SMB2017--09-06 | MH Spot Ventilation Fans - without light | 69 | Whole Energy and Hardware Inc. | PANASONIC | FV08VS3 | FV08VS3 | 1 | 432.9 | 0.8 | 80 | also avail in 60 and 100 | Y
SMB2017--09-06 | MH Spot Ventilation Fans - without light | 90.2 | Whole Energy and Hardware Inc. | PANASONIC | FV0811VF5 | FV0811VF5 | 1 | 432.56 | .3 or .8 | 80 or 110 | 6" depth , select speed | Y
SMB2017--09-06 | MH Spot Ventilation Fans - without light | 98.79 | Positive Energy | PANASONIC | FV0811VF5 | FV0811VF5 | 1 | 108.67 | <0.3 | 80-110 |  | Y
SMB2017--09-07 | MH Spot Ventilation Fans - with light | 99.35 | Whole Energy and Hardware Inc. | PANASONIC | FV08VSL3 | FV08VSL3 | 1 | 432.78 | 0.8 | 80 |  | Y
SMB2017--09-07 | MH Spot Ventilation Fans - with light | 100 | EFI | PANASONIC | FV08VSL3 | 5505.1631 | 1 | 115 | 1.3 | 80 | 3 3/8" depth housing, 4" oval duct | Y
SMB2017--09-07 | Spot ventilation- Bath with light | 105 | Whole Energy and Hardware Inc. | PANASONIC | FV08VSL3 | FV08VSL3 | 1 |  |  | 100 |  | Y
SMB2017--09-07 | MH Spot Ventilation Fans - with light | 133 | Whole Energy and Hardware Inc. | PANASONIC | FV0811VFL5 | FV0811VFL5 | 1 | 654.89 | .4 OR 1.0 | 80 or 110 |  | Y
SMB2017--09-07 | MH Spot Ventilation Fans - with light | 133.07 | EFI | PANASONIC | FV0811VFL5 | 5505.6724 | 1 | 150 | 0.8 | 80-110 | 5 5/8" depth housing | Y
SMB2017--09-09 | MH Spot Ventilation Fan-with light - Top Mounted | 108.71 | Positive Energy | PANASONIC | FV08VSL3 | FV08VSL3 | 1 | 119.58 | 0.5 | 80 |  | Y
SMB2017--09-10 | Thru the wall variable speed Fans | 169.6 | EFI | PANASONIC | FV08WQ1 | 5505.25 | 1 | 255 | 1.1 | 70 | Whisper Wall | Y
SMB2017--09-10 | Thru the wall variable speed Fans | 173.59 | Positive Energy | PANASONIC | FV08WQ1 | FV08WQ1 | 1 | 190.95 | 1.1 | 70 |  | Y
SMB2017--09-11 | Remote mounted in-line fans | 116.7 | EFI | FANTECH | 40402 / FG4 | 5501.301 | 1 | 130 | 0.1 | 110 | Galvanized Steel Housing / 4" intake and exhaust | Y
SMB2017--09-11 | Remote mounted in-line fans | 118 | Whole Energy and Hardware Inc. | FANTECH | FG4 | FG4 | 1 | 432.9 |  | 120 | in line 4" duct, also avail in 5", 6", 8". | Y
SMB2017--09-11 | Remote mounted in-line fans | 121 | Whole Energy and Hardware Inc. | PANASONIC | FV10NLF1E | FV10NLF1E | 1 | 654.9 | 1 | 100 | Also avail in 240, 340, 440 cfm | Y
SMB2017--09-11 | Remote mounted in-line fans | 123.41 | EFI | FANTECH | 411330 / FR100 4 | 5501.1 | 1 | 137.5 | 0 | 110 | Theroplastic Housing | Y
SMB2017--09-11 | Remote mounted in-line fans | 130.84 | Positive Energy | PANASONIC | FV10NLF1E | FV10NLF1E | 1 | 143.92 | 1 | 120 |  | Y
SMB2017--09-12 | Silencer- 4" and 6" | 39.5 | Whole Energy and Hardware Inc. | PANASONIC | WEHR8-4-25 | WEHR8-4-25 | 1 | 65.9 |  |  | 4" R8 ins flex duct , qty discounts avail. 5" 6", 8" also avail | Y
SMB2017--09-12 | Silencer- 4" and 6" | 68.41 | EFI | Fantech/Systemair Mfg. Inc. | 79040 | 4530.1 | 1 | 76 |  |  | 8in. x 23.5in 4" Duct Silencer | Y
SMB2017--09-12 | Silencer- 4" and 6" | 89.2 | EFI | Fantech/Systemair Mfg. Inc. | 79060 | 4530.12 | 1 | 99.2 |  |  | 10.25in.x23.5in. 6" Duct Silencer | Y
SMB2017--09-13 | Diffuser- 4" and 6" | 5.81 | Lowe's Home Centers, LLC | ACCORD | ABCDWH06 | 70431 | 1 | 8.88 |  |  | 6" | Y
SMB2017--09-13 | Diffuser- 4" and 6" | 12.9 | Whole Energy and Hardware Inc. | PANASONIC | CG4 | CG4 | 1 | 43.9 |  |  | 4" interior grill, white | Y